## Simple Estimate
Estimated Cost of Heating
Spreadsheet: 2021-12-29-IA-Tech-Supplement-Annex I-Inputs-Assumptions, Tab: Bldg_Housing Unit Summary
Total Housing Units by Type
|  |  | Total housing units | Large Single Family | Small Single and Multi Family | High Rise Multi Family | Mobile Home
|  | Upstate NY A-E | 2276257 | 1469770.04 | 560921.431 | 109145.766 | 137274.19
|  | Upstate NY F | 586720 | 358522.894 | 171827.294 | 28370.54 | 27942.966
|  | Downstate NY - Lower Hudson Valley | 895845 | 503520.553 | 262461.197 | 113503.125 | 16676.682
|  | Downstate NY - Long Island | 1046997 | 818045.711 | 164216.675 | 59086.321 | 6120.128
|  | Downstate NY - New York City | 3472354 | 319736.803 | 1478856.062 | 1667493.13 | 4358.88
Spreadsheet: 2021-12-29-IA-Tech-Supplement-Annex I-Inputs-Assumptions, Tab: Bldg_Housing Unit Summary
Climate Zones:
|  | CLCPA PW Zones | 4 | 5 | 6
|  | Upstate NY A-E | 0 | 1455172 | 821085
|  | Upstate NY F | 0 | 450726 | 135994
|  | Downstate NY - Lower Hudson Valley | 373942 | 437029 | 84874
|  | Downstate NY - Long Island | 1046997 | 0 | 0
|  | Downstate NY - New York City | 3472354 | 0 | 0
Electrified Home Heating Integration Analysis Device Cost Assumptions
Spreadsheet: 2021-12-29-IA-Tech-Supplement-Annex I-Inputs-Assumptions, Tab: Bldg_Housing Unit Summary
Residential Buildings - Device Costs
|  | Subsector | Technology | Cost Unit | 2021
Residential Building Shell _ Large Multi Family
|  | Residential Building Shell _ Large Multi Family | Basic Shell | $/device | 22668.95
|  | Residential Building Shell _ Large Multi Family | Deep Shell | $/device | 32775.01
|  | Residential Building Shell _ Large Multi Family | Reference Shell | $/device | 3589.66
|  | Residential Building Shell _ Single Family |  |  | 0
|  | Residential Building Shell _ Single Family | Basic Shell | $/device | 6408.64
|  | Residential Building Shell _ Single Family | Deep Shell | $/device | 45135.52
|  | Residential Building Shell _ Single Family | Reference Shell | $/device | 0
|  | Residential Building Shell _ Small Multi Family |  |  | 0
|  | Residential Building Shell _ Small Multi Family | Basic Shell | $/device | 13010.8
|  | Residential Building Shell _ Small Multi Family | Deep Shell | $/device | 41353.43
|  | Residential Building Shell _ Small Multi Family | Reference Shell | $/device | 6722.75
|  | Residential Space Heating _ Single Family |  |  | 0
|  | Residential Space Heating _ Single Family | Distillate Boiler | $/device | 9290
|  | Residential Space Heating _ Single Family | Distillate Furnace | $/device | 4200
|  | Residential Space Heating _ Single Family | Air Source Heat Pump | $/device | 14678
|  | Residential Space Heating _ Single Family | Efficient Distillate Boiler | $/device | 11585
|  | Residential Space Heating _ Single Family | Efficient Distillate Furnace | $/device | 6515
|  | Residential Space Heating _ Single Family | Efficient Gas Boiler | $/device | 8975
|  | Residential Space Heating _ Single Family | Efficient Gas Furnace | $/device | 3085
|  | Residential Space Heating _ Single Family | Electric Resistance | $/device | 1140
|  | Residential Space Heating _ Single Family | Gas Boiler | $/device | 7925
|  | Residential Space Heating _ Single Family | Gas Furnace | $/device | 2805
|  | Residential Space Heating _ Single Family | Hybrid Oil Electric Heat Pump | $/device | 14678
|  | Residential Space Heating _ Single Family | Ground Source Heat Pump | $/device | 34082
|  | Residential Space Heating _ Single Family | Hybrid Gas Electric Heat Pump | $/device | 14678
|  | Residential Space Heating _ Single Family | LPG Furnace | $/device | 4200
|  | Residential Space Heating _ Single Family | Wood Stoves | $/device | 7550
|  | Residential Space Heating _ Small Multi Family |  |  | 0
|  | Residential Space Heating _ Small Multi Family | Distillate Boiler | $/device | 9290
|  | Residential Space Heating _ Small Multi Family | Distillate Furnace | $/device | 4200
|  | Residential Space Heating _ Small Multi Family | Air Source Heat Pump | $/device | 13643
|  | Residential Space Heating _ Small Multi Family | Efficient Distillate Boiler | $/device | 11585
|  | Residential Space Heating _ Small Multi Family | Efficient Distillate Furnace | $/device | 6515
|  | Residential Space Heating _ Small Multi Family | Efficient Gas Boiler | $/device | 8975
|  | Residential Space Heating _ Small Multi Family | Efficient Gas Furnace | $/device | 3085
|  | Residential Space Heating _ Small Multi Family | Electric Resistance | $/device | 1140
|  | Residential Space Heating _ Small Multi Family | Gas Boiler | $/device | 7925
|  | Residential Space Heating _ Small Multi Family | Gas Furnace | $/device | 2805
|  | Residential Space Heating _ Small Multi Family | Hybrid Oil Electric Heat Pump | $/device | 13643
|  | Residential Space Heating _ Small Multi Family | Ground Source Heat Pump | $/device | 25515
|  | Residential Space Heating _ Small Multi Family | Hybrid Gas Electric Heat Pump | $/device | 13643
|  | Residential Space Heating _ Small Multi Family | LPG Furnace | $/device | 4200
|  | Residential Space Heating _ Small Multi Family | Wood Stoves | $/device | 7550
|  | Residential Space Heating _ Large Multi Family |  |  | 0
|  | Residential Space Heating _ Large Multi Family | Distillate Boiler | $/device | 9290
|  | Residential Space Heating _ Large Multi Family | Distillate Furnace | $/device | 4200
|  | Residential Space Heating _ Large Multi Family | Air Source Heat Pump | $/device | 26873
|  | Residential Space Heating _ Large Multi Family | Efficient Distillate Boiler | $/device | 11585
|  | Residential Space Heating _ Large Multi Family | Efficient Distillate Furnace | $/device | 6515
|  | Residential Space Heating _ Large Multi Family | Efficient Gas Boiler | $/device | 8975
|  | Residential Space Heating _ Large Multi Family | Efficient Gas Furnace | $/device | 3085
|  | Residential Space Heating _ Large Multi Family | Electric Resistance | $/device | 1140
|  | Residential Space Heating _ Large Multi Family | Gas Boiler | $/device | 7925
|  | Residential Space Heating _ Large Multi Family | Gas Furnace | $/device | 2805
|  | Residential Space Heating _ Large Multi Family | Hybrid Oil Electric Heat Pump | $/device | 26873
|  | Residential Space Heating _ Large Multi Family | Ground Source Heat Pump | $/device | 39974
|  | Residential Space Heating _ Large Multi Family | Hybrid Gas Electric Heat Pump | $/device | 26873
|  | Residential Space Heating _ Large Multi Family | LPG Furnace | $/device | 4190
|  | Residential Space Heating _ Large Multi Family | Wood Stoves | $/device | 7550
Calculate Housing Unit Types by Climate Zone
Total Housing Units by Type and CLCPA PW Zones
|  |  | Total housing units | Large Single Family | Small Single and Multi Family | High Rise Multi Family | Mobile Home
|  | Totals | 8278173 | 3469596.001 | 2638282.659 | 1977598.882 | 192372.846
|  | Zone 4 | 4893293 | 2050905.4141 | 1559509.5762 | 1168974.2128 | 113713.0984
|  | Zone 5 | 2342927 | 981981.1871 | 746699.0211 | 559709.2276 | 54446.257
|  | Zone 6 | 1041953 | 436709.3998 | 332074.0617 | 248915.4416 | 24213.4906
3384880

## Differential Cost
Inputs Assumptions Workbook Residential Home Heating Electrification Costs | [14 empty] | Total Cost Guess
https://climate.ny.gov/-/media/Project/Climate/Files/IA-Tech-Supplement-Annex-1-Input-Assumptions.ashx | [6 empty] | 2021-12-29-IA-Tech-Supplement-Annex I-Inputs-Assumptions | [10 empty] | Shells
[18 empty] | Basic | Deep
|  |  | Basic Shell | [5 empty] | Deep Shell | [7 empty] | Assumed | 70% | 30%
|  |  | Single Family |  | Small Multi Family |  | Large Multi Family |  | Single Family |  | Small Multi Family |  | Large Multi Family |  | Heat Pump | ASHP | 70% | 49% | 21%
|  |  | ASHP | GSHP | ASHP | GSHP | ASHP | GSHP | ASHP | GSHP | ASHP | GSHP | ASHP | GSHP |  | GSHP | 30% | 21% | 9%
Component Costs and Total Electrification Estimate | Air Source Heat Pump | $/device | 14678 |  | 13643 |  | 26873 |  | 14678 |  | 13643 |  | 26873
| Electric Resistance |  | 1140 |  | 1140 |  | 1140 |  | 1140 |  | 1140 |  | 1140
| Ground Source Heat Pump |  |  | 34082 |  | 25515 |  | 39974 |  | 34082 |  | 25515 |  | 39974
| Building Shell |  | 6409 | 6409 | 13010.8 | 13010.8 | 22668.95 | 22668.95 | 45135.52 | 45135.52 | 41353.43 | 41353.43 | 32775.01 | 32775.01 | [5 empty] | Total | 135716.0291
| Reference Shell |  | 0 | 0 | 6722.75 | 6722.75 | 3589.66 | 3589.66 | 0 | 0 | 6722.75 | 6722.75 | 3589.66 | 3589.66
| Shell Differential |  | 6409 | 6409 | 6288.05 | 6288.05 | 19079.29 | 19079.29 | 45135.52 | 45135.52 | 34630.68 | 34630.68 | 29185.35 | 29185.35 |  |  | Basic | Basic | Deep | Deep
| Heating Electrification Total |  | 22227 | 40491 | 21071.05 | 31803.05 | 47092.29 | 59053.29 | 60953.52 | 79217.52 | 49413.68 | 60145.68 | 57198.35 | 69159.35 |  | Single | ASHP | GSHP | ASHP | GSHP | $million
[16 empty] | Numbers | 49% | 21% | 21% | 9% | Total
Single Family | Distillate Boiler | 9260 | 12967 | 31231 |  |  |  |  | 51693.52 | 69957.52 | [5 empty] | 357822 | 6353.83 | 6558.51 | 10855.6392 | 6296.1768 | 10757.6164
| Distillate Furnace | 4190 | 18037 | 36301 |  |  |  |  | 56763.52 | 75027.52 | [5 empty] | 119274 | 8838.13 | 7623.21 | 11920.3392 | 6752.4768 | 4190.5913
| Efficient Distillate Boiler | 11585 | 10642 | 28906 |  |  |  |  | 49368.52 | 67632.52
| Efficient Distillate Furnace | 6515 | 15712 | 33976 |  |  |  |  | 54438.52 | 72702.52
| Efficient Gas Boiler | 8975 | 13252 | 31516 |  |  |  |  | 51978.52 | 70242.52
| Efficient Gas Furnace | 3085 | 19142 | 37406 |  |  |  |  | 57868.52 | 76132.52
| Gas Boiler | 7645 | 14582 | 32846 |  |  |  |  | 53308.52 | 71572.52 | [5 empty] | 948564 | 7145.18 | 6897.66 | 11194.7892 | 6441.5268 | 30049.7069
| Gas Furnace | 2705 | 19522 | 37786 |  |  |  |  | 58248.52 | 76512.52 | [5 empty] | 1688627 | 9565.78 | 7935.06 | 12232.1892 | 6886.1268 | 61836.0955
| Hybrid Oil Electric Heat Pump | 14678 | 7549 | 25813 |  |  |  |  | 46275.52 | 64539.52
| Hybrid Gas Electric Heat Pump | 14678 | 7549 | 25813 |  |  |  |  | 46275.52 | 64539.52
| LPG Furnace | 4190 | 18037 | 36301 |  |  |  |  | 56763.52 | 75027.52 | [5 empty] | 189739 | 8838.13 | 7623.21 | 11920.3392 | 6752.4768 | 6666.3196
| Wood Stoves | 7550 | 14677 | 32941 |  |  |  |  | 53403.52 | 71667.52 | [5 empty] | 103919 | 7191.73 | 6917.61 | 11214.7392 | 6450.0768 | 3301.9385
Small Multi Family | Distillate Boiler | 9260 |  |  | 11811.05 | 22543.05 |  |  |  |  | 40153.68 | 50885.68 |  |  |  | 205521 | 5787.4145 | 4734.0405 | 8432.2728 | 4579.7112 | 4836.6159
| Distillate Furnace | 4190 |  |  | 16881.05 | 27613.05 |  |  |  |  | 45223.68 | 55955.68 |  |  |  | 68507 | 8271.7145 | 5798.7405 | 9496.9728 | 5036.0112 | 1959.5358
| Efficient Distillate Boiler | 11585 |  |  | 9486.05 | 20218.05 |  |  |  |  | 37828.68 | 48560.68
| Efficient Distillate Furnace | 6515 |  |  | 14556.05 | 25288.05 |  |  |  |  | 42898.68 | 53630.68
| Efficient Gas Boiler | 8975 |  |  | 12096.05 | 22828.05 |  |  |  |  | 40438.68 | 51170.68
| Efficient Gas Furnace | 3085 |  |  | 17986.05 | 28718.05 |  |  |  |  | 46328.68 | 57060.68
| Gas Boiler | 7645 |  |  | 13426.05 | 24158.05 |  |  |  |  | 41768.68 | 52500.68 |  |  |  | 617320 | 6578.7645 | 5073.1905 | 8771.4228 | 4725.0612 | 15524.6344
| Gas Furnace | 2705 |  |  | 18366.05 | 29098.05 |  |  |  |  | 46708.68 | 57440.68 |  |  |  | 1220988 | 8999.3645 | 6110.5905 | 9808.8228 | 5169.6612 | 36737.623
| Hybrid Oil Electric Heat Pump | 13643 |  |  | 7428.05 | 18160.05 |  |  |  |  | 35770.68 | 46502.68
| Hybrid Gas Electric Heat Pump | 13643 |  |  | 7428.05 | 18160.05 |  |  |  |  | 35770.68 | 46502.68
| LPG Furnace | 4190 |  |  | 16881.05 | 27613.05 |  |  |  |  | 45223.68 | 55955.68 |  |  |  | 64465 | 8271.7145 | 5798.7405 | 9496.9728 | 5036.0112 | 1843.9207
| Wood Stoves | 7550 |  |  | 13521.05 | 24253.05 |  |  |  |  | 41863.68 | 52595.68 |  |  |  | 33577 | 6625.3145 | 5093.1405 | 8791.3728 | 4733.6112 | 847.599
Large Multi Family | Distillate Boiler | 9260 |  |  |  |  | 37832.29 | 49793.29 |  |  |  |  | 47938.35 | 59899.35 |  | 149095 | 18537.8221 | 10456.5909 | 10067.0535 | 5390.9415 | 6627.6318
| Distillate Furnace | 4190 |  |  |  |  | 42902.29 | 54863.29 |  |  |  |  | 53008.35 | 64969.35 |  | 99624 | 21022.1221 | 11521.2909 | 11131.7535 | 5847.2415 | 4933.6204
| Efficient Distillate Boiler | 11585 |  |  |  |  | 35507.29 | 47468.29 |  |  |  |  | 45613.35 | 57574.35
| Efficient Distillate Furnace | 6515 |  |  |  |  | 40577.29 | 52538.29 |  |  |  |  | 50683.35 | 62644.35
| Efficient Gas Boiler | 8975 |  |  |  |  | 38117.29 | 50078.29 |  |  |  |  | 48223.35 | 60184.35
| Efficient Gas Furnace | 3085 |  |  |  |  | 44007.29 | 55968.29 |  |  |  |  | 54113.35 | 66074.35
| Gas Boiler | 7645 |  |  |  |  | 39447.29 | 51408.29 |  |  |  |  | 49553.35 | 61514.35 |  | 473794 | 19329.1721 | 10795.7409 | 10406.2035 | 5536.2915 | 21826.4615
| Gas Furnace | 2705 |  |  |  |  | 44387.29 | 56348.29 |  |  |  |  | 54493.35 | 66454.35 |  | 873997 | 21749.7721 | 11833.1409 | 11443.6035 | 5980.8915 | 44580.3216
| Hybrid Oil Electric Heat Pump | 26873 |  |  |  |  | 20219.29 | 32180.29 |  |  |  |  | 30325.35 | 42286.35
| Hybrid Gas Electric Heat Pump | 26873 |  |  |  |  | 20219.29 | 32180.29 |  |  |  |  | 30325.35 | 42286.35
| LPG Furnace | 4190 |  |  |  |  | 42902.29 | 54863.29 |  |  |  |  | 53008.35 | 64969.35 |  | 47442 | 21022.1221 | 11521.2909 | 11131.7535 | 5847.2415 | 2349.4421
| Wood Stoves | 7550 |  |  |  |  | 39542.29 | 51503.29 |  |  |  |  | 49648.35 | 61609.35 |  | 9635 | 19375.7221 | 10815.6909 | 10426.1535 | 5544.8415 | 444.7748
Single Family

## Building Sector Coverage
2021-12-29-IA-Tech-Supplement-Annex I-Inputs-Assumptions
Building sector modeling approach
This tab includes a summary of building subsectors, stock, and initial energy demand
Sources:
EIA Building Sector Appliance and Equipment Costs and Efficiency | https://www.eia.gov/analysis/studies/buildings/equipcosts/
NYSERDA Residential Building Stock Assessment | https://www.nyserda.ny.gov/About/Publications/Building-Stock-and-Potential-Studies/Residential-Building-Stock-Assessment
NYSERDA Commercial Baseline Study | https://www.nyserda.ny.gov/about/publications/building-stock-and-potential-studies/commercial-statewide-baseline-study
DOE LED Adoption Report | https://www.energy.gov/eere/ssl/led-adoption-report
EIA RECS 2015 | https://www.eia.gov/consumption/residential/data/2015/
EIA CBECS 2012 | https://www.eia.gov/consumption/commercial/data/2012/
EIA State Energy Data System | https://www.eia.gov/state/seds/
Modeling Approach by Building Subsector
Sector | Subsector | Modeling Approach | Estimated Energy Use in 2018 [Tbtu] | Estimated % of 2018 Energy Use [%] | Notes
Residential | Residential Air Conditioning _ Central | Stock Rollover | 9.1404 | 0.6028%
| Residential Air Conditioning _ Room | Stock Rollover | 4.6923 | 0.3095%
| Residential Building Shell _ Single Family | Stock Rollover | 0 | 0% | No energy is consumed by building shells, but penetration of efficient building shells impacts space heating and cooling service demands
| Residential Building Shell _ Small Multi Family | Stock Rollover | 0 | 0% | No energy is consumed by building shells, but penetration of efficient building shells impacts space heating and cooling service demands
| Residential Building Shell _ Large Multi Family | Stock Rollover | 0 | 0% | No energy is consumed by building shells, but penetration of efficient building shells impacts space heating and cooling service demands
| Residential Clothes Drying | Stock Rollover | 14.0184 | 0.9246%
| Residential Clothes Washing | Stock Rollover | 0.7091 | 0.04677%
| Residential Cooking | Stock Rollover | 29.6401 | 1.955%
| Residential Dishwashing | Stock Rollover | 5.3514 | 0.3529%
| Residential Exterior Lighting | Stock Rollover | 1.4563 | 0.09605%
| Residential Freezing | Stock Rollover | 4.2731 | 0.2818%
| Residential General Service Lighting | Stock Rollover | 9.0971 | 0.6%
| Residential Linear Fluorescent Lighting | Stock Rollover | 2.1953 | 0.1448%
| Residential Other | Total Energy by Fuel | 54.45 | 3.591% | Includes secondary heating, furnace fans, entertainment equipment, assorted electronics and plug loads
| Residential Reflector Lighting | Stock Rollover | 2.346 | 0.1547%
| Residential Refrigeration | Stock Rollover | 26.9699 | 1.779%
| Residential Space Heating _ Large Multi Family | Stock Rollover | 96.3622 | 6.355%
| Residential Space Heating _ Single Family | Stock Rollover | 316.3638 | 20.87%
| Residential Space Heating _ Small Multi Family | Total Energy by Fuel | 142.4034 | 9.392%
| Residential Water Heating | Stock Rollover | 129.5551 | 8.545%
Commercial | Commercial Air Conditioning | Stock Rollover | 18.6097 | 1.227%
| Commercial Building Shell | Stock Rollover | 0 | 0% | No energy is consumed at this branch, but penetration of efficient building shells impacts space heating and cooling service demands
| Commercial Cooking | Stock Rollover | 34.2794 | 2.261%
| Commercial District Heat | Total Energy by Fuel | 14.5841 | 0.9619%
| Commercial General Service Lighting | Stock Rollover | 7.6366 | 0.5037%
| Commercial High Intensity Discharge Lighting | Stock Rollover | 2.0424 | 0.1347%
| Commercial Linear Fluorescent Lighting | Stock Rollover | 35.2946 | 2.328%
| Commercial Other | Total Energy by Fuel | 169.4182 | 11.17% | Includes secondary heating, furnace fans, office equipment, and other assorted end uses
| Commercial Refrigeration | Stock Rollover | 24.8216 | 1.637%
| Commercial Space Heating | Stock Rollover | 270.899 | 17.87%
| Commercial Ventilation | Stock Rollover | 24.063 | 1.587%
| Commercial Water Heating | Stock Rollover | 65.5381 | 4.322%
Cross-Sector Assumptions | Flexible Loads | Inter-sectoral scenario assumption |  |  | Modeled across multiple build subsectors and end uses
| Behavioral Conservation | Inter-sectoral scenario assumption |  |  | Modeled across multiple build subsectors and end uses
| Smart Devices | Inter-sectoral scenario assumption |  |  | Modeled across multiple build subsectors and end uses

## Bldg Res Stock
2021-12-29-IA-Tech-Supplement-Annex I-Inputs-Assumptions
Initial residential stock parameters
This tab includes the Initial residential building stock by subsector, device lifetimes, and 2020 sales efficiency
We use a combination of data from EIA's Residential Energy Consumption Survey, NYSERDA's Residential Building Stock Assessment, and the American Community Survey for data on the initial stock distribution of device technologies within each subsector
Sources:
NYSERDA Residential Building Stock Assessment | Residential Building Stock Assessment - NYSERDA
ACS 2018 | https://www2.census.gov/programs-surveys/acs/summary_file/2018/data/5_year_comparison_profiles/county/
EIA Building Sector Appliance and Equipment Costs and Efficiency | https://www.eia.gov/analysis/studies/buildings/equipcosts/
Residential Buildings - Initial Parameters
Subsector | Technology | 2018 Stocks (thousand devices) | % of 2018 Stock | Mean Lifetime (years) | 2020 New Sales Efficiency | Efficiency Units
Residential Building Shell_Large Multi Family
Residential Building Shell_Large Multi Family | Basic Shell | 0 | 0% | 25 | N/A | Building shells affect space heating and air conditioning load, but do not have efficiency in themselves
Residential Building Shell_Large Multi Family | Deep Shell | 0 | 0% | 25 | N/A
Residential Building Shell_Large Multi Family | Reference Shell | 2049675.63 | 100% | 25 | N/A
Residential Building Shell_Single Family
Residential Building Shell_Single Family | Basic Shell | 0 | 0% | 25 | N/A
Residential Building Shell_Single Family | Deep Shell | 0 | 0% | 25 | N/A
Residential Building Shell_Single Family | Reference Shell | 3660608.1 | 100% | 25 | N/A
Residential Building Shell_Small Multi Family
Residential Building Shell_Small Multi Family | Basic Shell | 0 | 0% | 25 | N/A
Residential Building Shell_Small Multi Family | Deep Shell | 0 | 0% | 25 | N/A
Residential Building Shell_Small Multi Family | Reference Shell | 2567889.26 | 100% | 25 | N/A
Residential Air Conditioning _ Central
Residential Air Conditioning _ Central | Air Source Heat Pump | 48280 | 1% | 14 | 4.56 | COP
Residential Air Conditioning _ Central | Central AC | 3400263 | 99% | 14 | 4.0762 | COP
Residential Air Conditioning _ Central | Efficient Central AC | 0 | 0% | 14 | 4.8387 | COP
Residential Air Conditioning _ Central | Gas Heat Pump | 0 | 0% | 14 | 0.7 | COP
Residential Air Conditioning _ Central | Ground Source Heat Pump | 0 | 0% | 14 | 6.47 | COP
Residential Air Conditioning _ Room
Residential Air Conditioning _ Room | Room AC | 7604114 | 100% | 18 | 3.5191 | COP
Residential Air Conditioning _ Room | Efficient Room AC | 0 | 0% | 18 | 3.6657 | COP
Residential Clothes Drying |  |  |  |  | 0
Residential Clothes Drying | Efficient Electric | 0 | 0% | 16 | 4.5 | lbs/kWh
Residential Clothes Drying | Efficient Gas | 0 | 0% | 16 | 3.49 | lbs/kWh
Residential Clothes Drying | Electric | 2858431 | 54% | 16 | 3.74 | lbs/kWh
Residential Clothes Drying | Gas | 2434960 | 46% | 16 | 3.3 | lbs/kWh
Residential Clothes Washing |  |  |  |  | 0
Residential Clothes Washing | Efficient Electric | 0 | 0% | 15 | N/A | Direct energy use modeled, using data from NEMS
Residential Clothes Washing | Electric | 5788572 | 100% | 15 | N/A | Direct energy use modeled, using data from NEMS
Residential Cooking |  |  |  |  | 0
Residential Cooking | Efficient Gas Stove | 575188 | 7% | 19 | 0.52 | Energy Out/Energy In
Residential Cooking | Electric Resistance Stove | 3347276 | 42% | 19 | 0.7 | Energy Out/Energy In
Residential Cooking | Induction Stove | 0 | 0% | 19 | 0.9 | Energy Out/Energy In
Residential Cooking | LPG Stove | 159774 | 2% | 19 | 0.45 | Energy Out/Energy In
Residential Cooking | Reference Gas Stove | 3906486 | 49% | 19 | 0.45 | Energy Out/Energy In
Residential Dishwashing |  |  |  |  | 0
Residential Dishwashing | Efficient Electric | 0 | 0% | 15 | N/A | Direct energy use modeled, using data from NEMS
Residential Dishwashing | Electric | 4428647 | 100% | 15 | N/A | Direct energy use modeled, using data from NEMS
Residential Exterior Lighting |  |  |  |  | 0
Residential Exterior Lighting | CFL Exterior | 6804045 | 39% | 12 | 67.1 | Lumens/Watt
Residential Exterior Lighting | Halogen Exterior | 0 | 0% | 20 | 19.8 | Lumens/Watt
Residential Exterior Lighting | Incandescent Exterior | 5197948 | 30% | 1 | 15.6 | Lumens/Watt
Residential Exterior Lighting | LED Exterior | 5442692 | 31% | 20 | 102 | Lumens/Watt
Residential Freezing |  |  |  |  | 0
Residential Freezing | Efficient Electric | 0 | 0% | 20 | N/A | Direct energy use modeled, using data from NEMS
Residential Freezing | Electric | 2060329 | 100% | 20 | N/A | Direct energy use modeled, using data from NEMS
Residential General Service Lighting |  |  |  |  | 0
Residential General Service Lighting | CFL GSL | 35325869 | 27% | 20 | 70.6 | Lumens/Watt
Residential General Service Lighting | Incandescent GSL | 52464408 | 40% | 1 | 14.2 | Lumens/Watt
Residential General Service Lighting | LED GSL | 43044364 | 33% | 20 | 102 | Lumens/Watt
Residential Linear Fluorescent Lighting |  |  |  |  | 0
Residential Linear Fluorescent Lighting | LED Linear Fluorescent | 1281166 | 20% | 20 | 142 | COP
Residential Linear Fluorescent Lighting | T08 Linear Fluorescent | 1006448 | 16% | 20 | 81 | COP
Residential Linear Fluorescent Lighting | T12 Linear Fluorescent | 4086346 | 64% | 20 | 56 | COP
Residential Space Heating _ Single Family |  |  |  |  | 0
Residential Space Heating _ Single Family | Distillate Boiler | 357822 | 10% | 18 | 0.84 | COP
Residential Space Heating _ Single Family | Distillate Furnace | 119274 | 3% | 18 | 0.83 | COP
Residential Space Heating _ Single Family | Air Source Heat Pump | 0 | 0% | 18 | 2.41 | COP
Residential Space Heating _ Single Family | Efficient Distillate Boiler | 0 | 0% | 18 | 0.9 | COP
Residential Space Heating _ Single Family | Efficient Distillate Furnace | 0 | 0% | 18 | 0.97 | COP
Residential Space Heating _ Single Family | Efficient Gas Boiler | 0 | 0% | 18 | 0.97 | COP
Residential Space Heating _ Single Family | Efficient Gas Furnace | 0 | 0% | 18 | 0.96 | COP
Residential Space Heating _ Single Family | Electric Resistance | 291198 | 8% | 18 | 1 | COP
Residential Space Heating _ Single Family | Gas Boiler | 948564 | 26% | 18 | 0.82 | COP
Residential Space Heating _ Single Family | Gas Furnace | 1688627 | 46% | 18 | 0.8 | COP
Residential Space Heating _ Single Family | Hybrid Oil Electric Heat Pump | 0 | 0% | 18 | 2.41 | COP
Residential Space Heating _ Single Family | Ground Source Heat Pump | 0 | 0% | 18 | 3.44 | COP
Residential Space Heating _ Single Family | Hybrid Gas Electric Heat Pump | 0 | 0% | 18 | 2.41 | COP
Residential Space Heating _ Single Family | LPG Furnace | 189739 | 5% | 18 | 0.8 | COP
Residential Space Heating _ Single Family | Wood Stoves | 103919 | 3% | 18 | 0.58 | COP
Residential Space Heating _ Small Multi Family |  |  |  |  | 0
Residential Space Heating _ Small Multi Family | Distillate Boiler | 205521 | 9% | 18 | 0.84 | COP
Residential Space Heating _ Small Multi Family | Distillate Furnace | 68507 | 3% | 18 | 0.83 | COP
Residential Space Heating _ Small Multi Family | Air Source Heat Pump | 0 | 0% | 18 | 2.48 | COP
Residential Space Heating _ Small Multi Family | Efficient Distillate Boiler | 0 | 0% | 18 | 0.9 | COP
Residential Space Heating _ Small Multi Family | Efficient Distillate Furnace | 0 | 0% | 18 | 0.97 | COP
Residential Space Heating _ Small Multi Family | Efficient Gas Boiler | 0 | 0% | 18 | 0.97 | COP
Residential Space Heating _ Small Multi Family | Efficient Gas Furnace | 0 | 0% | 18 | 0.96 | COP
Residential Space Heating _ Small Multi Family | Electric Resistance | 141232 | 6% | 18 | 1 | COP
Residential Space Heating _ Small Multi Family | Gas Boiler | 617320 | 26% | 18 | 0.82 | COP
Residential Space Heating _ Small Multi Family | Gas Furnace | 1220988 | 52% | 18 | 0.8 | COP
Residential Space Heating _ Small Multi Family | Hybrid Oil Electric Heat Pump | 0 | 0% | 18 | 2.48 | COP
Residential Space Heating _ Small Multi Family | Ground Source Heat Pump | 0 | 0% | 18 | 3.57 | COP
Residential Space Heating _ Small Multi Family | Hybrid Gas Electric Heat Pump | 0 | 0% | 18 | 2.48 | COP
Residential Space Heating _ Small Multi Family | LPG Furnace | 64465 | 3% | 18 | 0.8 | COP
Residential Space Heating _ Small Multi Family | Wood Stoves | 33577 | 1% | 18 | 0.58 | COP
Residential Space Heating _ Large Multi Family |  |  |  |  | 0
Residential Space Heating _ Large Multi Family | Distillate Boiler | 149095 | 8% | 18 | 0.84 | COP
Residential Space Heating _ Large Multi Family | Distillate Furnace | 99624 | 5% | 18 | 0.83 | COP
Residential Space Heating _ Large Multi Family | Air Source Heat Pump | 0 | 0% | 18 | 2.5 | COP
Residential Space Heating _ Large Multi Family | Efficient Distillate Boiler | 0 | 0% | 18 | 0.9 | COP
Residential Space Heating _ Large Multi Family | Efficient Distillate Furnace | 0 | 0% | 18 | 0.97 | COP
Residential Space Heating _ Large Multi Family | Efficient Gas Boiler | 0 | 0% | 18 | 0.97 | COP
Residential Space Heating _ Large Multi Family | Efficient Gas Furnace | 0 | 0% | 18 | 0.96 | COP
Residential Space Heating _ Large Multi Family | Electric Resistance | 223456 | 12% | 18 | 1 | COP
Residential Space Heating _ Large Multi Family | Gas Boiler | 473794 | 25% | 18 | 0.82 | COP
Residential Space Heating _ Large Multi Family | Gas Furnace | 873997 | 47% | 18 | 0.8 | COP
Residential Space Heating _ Large Multi Family | Hybrid Oil Electric Heat Pump | 0 | 0% | 18 | 2.5 | COP
Residential Space Heating _ Large Multi Family | Ground Source Heat Pump | 0 | 0% | 18 | 3.66 | COP
Residential Space Heating _ Large Multi Family | Hybrid Gas Electric Heat Pump | 0 | 0% | 18 | 2.5 | COP
Residential Space Heating _ Large Multi Family | LPG Furnace | 47442 | 3% | 18 | 0.8 | COP
Residential Space Heating _ Large Multi Family | Wood Stoves | 9635 | 1% | 18 | 0.58 | COP
Residential Reflector Lighting |  |  |  |  | 0
Residential Reflector Lighting | CFL Reflector | 6608252 | 23% | 17 | 48.6 | Lumens/Watt
Residential Reflector Lighting | Halogen Reflector | 10784555 | 38% | 6 | 17.1 | Lumens/Watt
Residential Reflector Lighting | Incandescent Reflector | 5207593 | 18% | 1 | 9.9 | Lumens/Watt
Residential Reflector Lighting | LED Reflector | 5579564 | 20% | 20 | 109 | Lumens/Watt
Residential Refrigeration |  |  |  |  | 0
Residential Refrigeration | Efficient Electric | 0 | 0% | 18 | 0 | Direct energy use modeled, using data from NEMS
Residential Refrigeration | Electric | 10135257 | 100% | 18 | 0 | Direct energy use modeled, using data from NEMS
Residential Water Heating |  |  |  |  | 0
Residential Water Heating | Distillate Storage | 1230478 | 15% | 15 | 0.67 | Energy Out/Energy In
Residential Water Heating | Efficient Gas Instant | 0 | 0% | 15 | 0.98 | Energy Out/Energy In
Residential Water Heating | Efficient Gas Storage | 0 | 0% | 15 | 0.85 | Energy Out/Energy In
Residential Water Heating | Electric Heat Pump Storage | 0 | 0% | 15 | 3.28 | Energy Out/Energy In
Residential Water Heating | Electric Resistance Storage | 1031883 | 13% | 15 | 0.93 | Energy Out/Energy In
Residential Water Heating | Gas Heat Pump Storage | 0 | 0% | 15 | 1.3 | Energy Out/Energy In
Residential Water Heating | Gas Instant | 382381 | 5% | 15 | 0.89 | Energy Out/Energy In
Residential Water Heating | Gas Storage | 5183143 | 64% | 15 | 0.63 | Energy Out/Energy In
Residential Water Heating | LPG Storage | 278033 | 3% | 15 | 0.63 | Energy Out/Energy In
Residential Water Heating | Solar | 0 | 0% | 15 | 1 | Energy Out/Energy In

## Bldg Efficiency
2021-12-29-IA-Tech-Supplement-Annex I-Inputs-Assumptions
Building device efficiency parameters
This tab inlcudes a summary of forecast device efficiencies for residential technologies
Sources:
EIA Building Sector Appliance and Equipment Costs and Efficiency | https://www.eia.gov/analysis/studies/buildings/equipcosts/
NYSERDA Building Electrification and Efficiency Model
Residential Buildings - Device Efficiency
Subsector | Technology | Efficiency Units | 2018 | 2019 | 2020 | 2021 | 2022 | 2023 | 2024 | 2025 | 2026 | 2027 | 2028 | 2029 | 2030 | 2031 | 2032 | 2033 | 2034 | 2035 | 2036 | 2037 | 2038 | 2039 | 2040 | 2041 | 2042 | 2043 | 2044 | 2045 | 2046 | 2047 | 2048 | 2049 | 2050
Residential Building Shell | *
Residential Air Conditioning _ Central
Residential Air Conditioning _ Central | Air Source Heat Pump | COP | 4.56 | 4.56 | 4.56 | 4.56 | 4.56 | 4.56 | 4.56 | 4.56 | 4.56 | 4.56 | 4.56 | 4.56 | 4.56 | 4.56 | 4.56 | 4.56 | 4.56 | 4.56 | 4.56 | 4.56 | 4.56 | 4.56 | 4.56 | 4.56 | 4.56 | 4.56 | 4.56 | 4.56 | 4.56 | 4.56 | 4.56 | 4.56 | 4.56
Residential Air Conditioning _ Central | Central AC | COP | 3.8123 | 4.0762 | 4.0762 | 4.0909 | 4.1056 | 4.1202 | 4.1349 | 4.1496 | 4.1642 | 4.1789 | 4.1935 | 4.2082 | 4.2229 | 4.2229 | 4.2229 | 4.2229 | 4.2229 | 4.2229 | 4.2229 | 4.2229 | 4.2229 | 4.2229 | 4.2229 | 4.2229 | 4.2229 | 4.2229 | 4.2229 | 4.2229 | 4.2229 | 4.2229 | 4.2229 | 4.2229 | 4.2229
Residential Air Conditioning _ Central | Efficient Central AC | COP | 3.8123 | 4.8387 | 4.8387 | 4.8387 | 4.8387 | 4.8387 | 4.8387 | 4.8387 | 4.8387 | 4.8387 | 4.8387 | 4.8387 | 4.8387 | 4.8387 | 4.8387 | 4.8387 | 4.8387 | 4.8387 | 4.8387 | 4.8387 | 4.8387 | 4.8387 | 4.8387 | 4.8387 | 4.8387 | 4.8387 | 4.8387 | 4.8387 | 4.8387 | 4.8387 | 4.8387 | 4.8387 | 4.8387
Residential Air Conditioning _ Central | Gas Heat Pump | COP | 0.66 | 0.68 | 0.7 | 0.7 | 0.7 | 0.7 | 0.7 | 0.7 | 0.7 | 0.7 | 0.7 | 0.7 | 0.7 | 0.7 | 0.7 | 0.7 | 0.7 | 0.7 | 0.7 | 0.7 | 0.7 | 0.7 | 0.7 | 0.7 | 0.7 | 0.7 | 0.7 | 0.7 | 0.7 | 0.7 | 0.7 | 0.7 | 0.7
Residential Air Conditioning _ Central | Ground Source Heat Pump | COP | 6.47 | 6.47 | 6.47 | 6.47 | 6.47 | 6.47 | 6.47 | 6.47 | 6.47 | 6.47 | 6.47 | 6.47 | 6.47 | 6.47 | 6.47 | 6.47 | 6.47 | 6.47 | 6.47 | 6.47 | 6.47 | 6.47 | 6.47 | 6.47 | 6.47 | 6.47 | 6.47 | 6.47 | 6.47 | 6.47 | 6.47 | 6.47 | 6.47
Residential Air Conditioning _ Room |  |  | 0 | 0 | 0 | 0 | 0 | 0 | 0 | 0 | 0 | 0 | 0 | 0 | 0 | 0 | 0 | 0 | 0 | 0 | 0 | 0 | 0 | 0 | 0 | 0 | 0 | 0 | 0 | 0 | 0 | 0 | 0 | 0 | 0
Residential Air Conditioning _ Room | Room AC | COP | 3.2551 | 3.3871 | 3.5191 | 3.5279 | 3.5367 | 3.5455 | 3.5543 | 3.563 | 3.5718 | 3.5806 | 3.5894 | 3.5982 | 3.607 | 3.6129 | 3.6188 | 3.6246 | 3.6305 | 3.6364 | 3.6422 | 3.6481 | 3.654 | 3.6598 | 3.6657 | 3.6657 | 3.6657 | 3.6657 | 3.6657 | 3.6657 | 3.6657 | 3.6657 | 3.6657 | 3.6657 | 3.6657
Residential Air Conditioning _ Room | Efficient Room AC | COP | 3.2551 | 3.4604 | 3.6657 | 3.6804 | 3.695 | 3.7097 | 3.7243 | 3.739 | 3.7537 | 3.7683 | 3.783 | 3.7977 | 3.8123 | 3.827 | 3.8416 | 3.8563 | 3.871 | 3.8856 | 3.9003 | 3.915 | 3.9296 | 3.9443 | 3.9589 | 3.9589 | 3.9589 | 3.9589 | 3.9589 | 3.9589 | 3.9589 | 3.9589 | 3.9589 | 3.9589 | 3.9589
Residential Clothes Drying |  |  | 0 | 0 | 0 | 0 | 0 | 0 | 0 | 0 | 0 | 0 | 0 | 0 | 0 | 0 | 0 | 0 | 0 | 0 | 0 | 0 | 0 | 0 | 0 | 0 | 0 | 0 | 0 | 0 | 0 | 0 | 0 | 0 | 0
Residential Clothes Drying | Efficient Electric | lbs/kWh | 3.59 | 4.045 | 4.5 | 4.5 | 4.5 | 4.5 | 4.5 | 4.5 | 4.5 | 4.5 | 4.5 | 4.5 | 4.5 | 4.5 | 4.5 | 4.5 | 4.5 | 4.5 | 4.5 | 4.5 | 4.5 | 4.5 | 4.5 | 4.5 | 4.5 | 4.5 | 4.5 | 4.5 | 4.5 | 4.5 | 4.5 | 4.5 | 4.5
Residential Clothes Drying | Efficient Gas | lbs/kWh | 3.18 | 3.335 | 3.49 | 3.502 | 3.514 | 3.526 | 3.538 | 3.55 | 3.562 | 3.574 | 3.586 | 3.598 | 3.61 | 3.61 | 3.61 | 3.61 | 3.61 | 3.61 | 3.61 | 3.61 | 3.61 | 3.61 | 3.61 | 3.61 | 3.61 | 3.61 | 3.61 | 3.61 | 3.61 | 3.61 | 3.61 | 3.61 | 3.61
Residential Clothes Drying | Electric | lbs/kWh | 3.59 | 3.665 | 3.74 | 3.74 | 3.74 | 3.74 | 3.74 | 3.74 | 3.74 | 3.74 | 3.74 | 3.74 | 3.74 | 3.74 | 3.74 | 3.74 | 3.74 | 3.74 | 3.74 | 3.74 | 3.74 | 3.74 | 3.74 | 3.74 | 3.74 | 3.74 | 3.74 | 3.74 | 3.74 | 3.74 | 3.74 | 3.74 | 3.74
Residential Clothes Drying | Gas | lbs/kWh | 3.18 | 3.24 | 3.3 | 3.3 | 3.3 | 3.3 | 3.3 | 3.3 | 3.3 | 3.3 | 3.3 | 3.3 | 3.3 | 3.3 | 3.3 | 3.3 | 3.3 | 3.3 | 3.3 | 3.3 | 3.3 | 3.3 | 3.3 | 3.3 | 3.3 | 3.3 | 3.3 | 3.3 | 3.3 | 3.3 | 3.3 | 3.3 | 3.3
Residential Clothes Washing |  |  | 0 | 0 | 0 | 0 | 0 | 0 | 0 | 0 | 0 | 0 | 0 | 0 | 0 | 0 | 0 | 0 | 0 | 0 | 0 | 0 | 0 | 0 | 0 | 0 | 0 | 0 | 0 | 0 | 0 | 0 | 0 | 0 | 0
Residential Clothes Washing | Efficient Electric | N/A
Residential Clothes Washing | Electric | N/A
Residential Cooking |  |  | 0 | 0 | 0 | 0 | 0 | 0 | 0 | 0 | 0 | 0 | 0 | 0 | 0 | 0 | 0 | 0 | 0 | 0 | 0 | 0 | 0 | 0 | 0 | 0 | 0 | 0 | 0 | 0 | 0 | 0 | 0 | 0 | 0
Residential Cooking | Efficient Gas Stove | Energy Out/Energy In | 0.42 | 0.47 | 0.52 | 0.52 | 0.52 | 0.52 | 0.52 | 0.52 | 0.52 | 0.52 | 0.52 | 0.52 | 0.52 | 0.52 | 0.52 | 0.52 | 0.52 | 0.52 | 0.52 | 0.52 | 0.52 | 0.52 | 0.52 | 0.52 | 0.52 | 0.52 | 0.52 | 0.52 | 0.52 | 0.52 | 0.52 | 0.52 | 0.52
Residential Cooking | Electric Resistance Stove | Energy Out/Energy In | 0.7 | 0.7 | 0.7 | 0.7 | 0.7 | 0.7 | 0.7 | 0.7 | 0.7 | 0.7 | 0.7 | 0.7 | 0.7 | 0.7 | 0.7 | 0.7 | 0.7 | 0.7 | 0.7 | 0.7 | 0.7 | 0.7 | 0.7 | 0.7 | 0.7 | 0.7 | 0.7 | 0.7 | 0.7 | 0.7 | 0.7 | 0.7 | 0.7
Residential Cooking | Induction Stove | Energy Out/Energy In | 0.9 | 0.9 | 0.9 | 0.9 | 0.9 | 0.9 | 0.9 | 0.9 | 0.9 | 0.9 | 0.9 | 0.9 | 0.9 | 0.9 | 0.9 | 0.9 | 0.9 | 0.9 | 0.9 | 0.9 | 0.9 | 0.9 | 0.9 | 0.9 | 0.9 | 0.9 | 0.9 | 0.9 | 0.9 | 0.9 | 0.9 | 0.9 | 0.9
Residential Cooking | LPG Stove | Energy Out/Energy In | 0.4 | 0.425 | 0.45 | 0.45 | 0.45 | 0.45 | 0.45 | 0.45 | 0.45 | 0.45 | 0.45 | 0.45 | 0.45 | 0.45 | 0.45 | 0.45 | 0.45 | 0.45 | 0.45 | 0.45 | 0.45 | 0.45 | 0.45 | 0.45 | 0.45 | 0.45 | 0.45 | 0.45 | 0.45 | 0.45 | 0.45 | 0.45 | 0.45
Residential Cooking | Reference Gas Stove | Energy Out/Energy In | 0.4 | 0.425 | 0.45 | 0.45 | 0.45 | 0.45 | 0.45 | 0.45 | 0.45 | 0.45 | 0.45 | 0.45 | 0.45 | 0.45 | 0.45 | 0.45 | 0.45 | 0.45 | 0.45 | 0.45 | 0.45 | 0.45 | 0.45 | 0.45 | 0.45 | 0.45 | 0.45 | 0.45 | 0.45 | 0.45 | 0.45 | 0.45 | 0.45
Residential Dishwashing |  |  | 0 | 0 | 0 | 0 | 0 | 0 | 0 | 0 | 0 | 0 | 0 | 0 | 0 | 0 | 0 | 0 | 0 | 0 | 0 | 0 | 0 | 0 | 0 | 0 | 0 | 0 | 0 | 0 | 0 | 0 | 0 | 0 | 0
Residential Dishwashing | Efficient Electric | N/A
Residential Dishwashing | Electric | N/A
Residential Exterior Lighting |  |  | 0 | 0 | 0 | 0 | 0 | 0 | 0 | 0 | 0 | 0 | 0 | 0 | 0 | 0 | 0 | 0 | 0 | 0 | 0 | 0 | 0 | 0 | 0 | 0 | 0 | 0 | 0 | 0 | 0 | 0 | 0 | 0 | 0
Residential Exterior Lighting | CFL Exterior | Lumens/Watt | 63.5 | 65.3 | 67.1 | 67.44 | 67.78 | 68.12 | 68.46 | 68.8 | 69.14 | 69.48 | 69.82 | 70.16 | 70.5 | 70.86 | 71.22 | 71.58 | 71.94 | 72.3 | 72.66 | 73.02 | 73.38 | 73.74 | 74.1 | 74.1 | 74.1 | 74.1 | 74.1 | 74.1 | 74.1 | 74.1 | 74.1 | 74.1 | 74.1
Residential Exterior Lighting | Halogen Exterior | Lumens/Watt | 19.2 | 19.8 | 19.8 | 19.8 | 19.8 | 19.8 | 19.8 | 19.8 | 19.8 | 19.8 | 19.8 | 19.8 | 19.8 | 19.8 | 19.8 | 19.8 | 19.8 | 19.8 | 19.8 | 19.8 | 19.8 | 19.8 | 19.8 | 19.8 | 19.8 | 19.8 | 19.8 | 19.8 | 19.8 | 19.8 | 19.8 | 19.8 | 19.8
Residential Exterior Lighting | Incandescent Exterior | Lumens/Watt | 15.6 | 15.6 | 15.6 | 15.6 | 15.6 | 15.6 | 15.6 | 15.6 | 15.6 | 15.6 | 15.6 | 15.6 | 15.6 | 15.6 | 15.6 | 15.6 | 15.6 | 15.6 | 15.6 | 15.6 | 15.6 | 15.6 | 15.6 | 15.6 | 15.6 | 15.6 | 15.6 | 15.6 | 15.6 | 15.6 | 15.6 | 15.6 | 15.6
Residential Exterior Lighting | LED Exterior | Lumens/Watt | 93 | 97.5 | 102 | 104.9 | 107.8 | 110.7 | 113.6 | 116.5 | 119.4 | 122.3 | 125.2 | 128.1 | 131 | 134 | 137 | 140 | 143 | 146 | 149 | 152 | 155 | 158 | 161 | 161 | 161 | 161 | 161 | 161 | 161 | 161 | 161 | 161 | 161
Residential Freezing |  |  | 0 | 0 | 0 | 0 | 0 | 0 | 0 | 0 | 0 | 0 | 0 | 0 | 0 | 0 | 0 | 0 | 0 | 0 | 0 | 0 | 0 | 0 | 0 | 0 | 0 | 0 | 0 | 0 | 0 | 0 | 0 | 0 | 0
Residential Freezing | Efficient Electric | N/A
Residential Freezing | Electric | N/A
Residential General Service Lighting |  |  | 0 | 0 | 0 | 0 | 0 | 0 | 0 | 0 | 0 | 0 | 0 | 0 | 0 | 0 | 0 | 0 | 0 | 0 | 0 | 0 | 0 | 0 | 0 | 0 | 0 | 0 | 0 | 0 | 0 | 0 | 0 | 0 | 0
Residential General Service Lighting | CFL GSL | Lumens/Watt | 63.5 | 67.05 | 70.6 | 70.96 | 71.32 | 71.68 | 72.04 | 72.4 | 72.76 | 73.12 | 73.48 | 73.84 | 74.2 | 74.58 | 74.96 | 75.34 | 75.72 | 76.1 | 76.48 | 76.86 | 77.24 | 77.62 | 78 | 78 | 78 | 78 | 78 | 78 | 78 | 78 | 78 | 78 | 78
Residential General Service Lighting | Incandescent GSL | Lumens/Watt | 14.2 | 14.2 | 14.2 | 14.2 | 14.2 | 14.2 | 14.2 | 14.2 | 14.2 | 14.2 | 14.2 | 14.2 | 14.2 | 14.2 | 14.2 | 14.2 | 14.2 | 14.2 | 14.2 | 14.2 | 14.2 | 14.2 | 14.2 | 14.2 | 14.2 | 14.2 | 14.2 | 14.2 | 14.2 | 14.2 | 14.2 | 14.2 | 14.2
Residential General Service Lighting | LED GSL | Lumens/Watt | 93 | 97.5 | 102 | 104.9 | 107.8 | 110.7 | 113.6 | 116.5 | 119.4 | 122.3 | 125.2 | 128.1 | 131 | 134 | 137 | 140 | 143 | 146 | 149 | 152 | 155 | 158 | 161 | 161 | 161 | 161 | 161 | 161 | 161 | 161 | 161 | 161 | 161
Residential Linear Fluorescent Lighting |  |  | 0 | 0 | 0 | 0 | 0 | 0 | 0 | 0 | 0 | 0 | 0 | 0 | 0 | 0 | 0 | 0 | 0 | 0 | 0 | 0 | 0 | 0 | 0 | 0 | 0 | 0 | 0 | 0 | 0 | 0 | 0 | 0 | 0
Residential Linear Fluorescent Lighting | LED Linear Fluorescent | COP | 93 | 117.5 | 142 | 143.6 | 145.2 | 146.8 | 148.4 | 150 | 151.6 | 153.2 | 154.8 | 156.4 | 158 | 160.6 | 163.2 | 165.8 | 168.4 | 171 | 173.6 | 176.2 | 178.8 | 181.4 | 184 | 184 | 184 | 184 | 184 | 184 | 184 | 184 | 184 | 184 | 184
Residential Linear Fluorescent Lighting | T08 Linear Fluorescent | COP | 69 | 75 | 81 | 81.1 | 81.2 | 81.3 | 81.4 | 81.5 | 81.6 | 81.7 | 81.8 | 81.9 | 82 | 82.2 | 82.4 | 82.6 | 82.8 | 83 | 83.2 | 83.4 | 83.6 | 83.8 | 84 | 84 | 84 | 84 | 84 | 84 | 84 | 84 | 84 | 84 | 84
Residential Linear Fluorescent Lighting | T12 Linear Fluorescent | COP | 56 | 56 | 56 | 56 | 56 | 56 | 56 | 56 | 56 | 56 | 56 | 56 | 56 | 56 | 56 | 56 | 56 | 56 | 56 | 56 | 56 | 56 | 56 | 56 | 56 | 56 | 56 | 56 | 56 | 56 | 56 | 56 | 56
Residential Space Heating _ Single Family |  |  | 0 | 0 | 0 | 0 | 0 | 0 | 0 | 0 | 0 | 0 | 0 | 0 | 0 | 0 | 0 | 0 | 0 | 0 | 0 | 0 | 0 | 0 | 0 | 0 | 0 | 0 | 0 | 0 | 0 | 0 | 0 | 0 | 0
Residential Space Heating _ Single Family | Distillate Boiler | COP | 0.84 | 0.84 | 0.84 | 0.842 | 0.844 | 0.846 | 0.848 | 0.85 | 0.852 | 0.854 | 0.856 | 0.858 | 0.86 | 0.86 | 0.86 | 0.86 | 0.86 | 0.86 | 0.86 | 0.86 | 0.86 | 0.86 | 0.86 | 0.86 | 0.86 | 0.86 | 0.86 | 0.86 | 0.86 | 0.86 | 0.86 | 0.86 | 0.86
Residential Space Heating _ Single Family | Distillate Furnace | COP | 0.83 | 0.83 | 0.83 | 0.831 | 0.832 | 0.833 | 0.834 | 0.835 | 0.836 | 0.837 | 0.838 | 0.839 | 0.84 | 0.84 | 0.84 | 0.84 | 0.84 | 0.84 | 0.84 | 0.84 | 0.84 | 0.84 | 0.84 | 0.84 | 0.84 | 0.84 | 0.84 | 0.84 | 0.84 | 0.84 | 0.84 | 0.84 | 0.84
Residential Space Heating _ Single Family | Air Source Heat Pump | COP | 2.41 | 2.41 | 2.41 | 2.41 | 2.41 | 2.41 | 2.41 | 2.41 | 2.41 | 2.41 | 2.41 | 2.41 | 2.41 | 2.41 | 2.41 | 2.41 | 2.41 | 2.41 | 2.41 | 2.41 | 2.41 | 2.41 | 2.41 | 2.41 | 2.41 | 2.41 | 2.41 | 2.41 | 2.41 | 2.41 | 2.41 | 2.41 | 2.41
Residential Space Heating _ Single Family | Efficient Distillate Boiler | COP | 0.9 | 0.9 | 0.9 | 0.9 | 0.9 | 0.9 | 0.9 | 0.9 | 0.9 | 0.9 | 0.9 | 0.9 | 0.9 | 0.9 | 0.9 | 0.9 | 0.9 | 0.9 | 0.9 | 0.9 | 0.9 | 0.9 | 0.9 | 0.9 | 0.9 | 0.9 | 0.9 | 0.9 | 0.9 | 0.9 | 0.9 | 0.9 | 0.9
Residential Space Heating _ Single Family | Efficient Distillate Furnace | COP | 0.97 | 0.97 | 0.97 | 0.97 | 0.97 | 0.97 | 0.97 | 0.97 | 0.97 | 0.97 | 0.97 | 0.97 | 0.97 | 0.97 | 0.97 | 0.97 | 0.97 | 0.97 | 0.97 | 0.97 | 0.97 | 0.97 | 0.97 | 0.97 | 0.97 | 0.97 | 0.97 | 0.97 | 0.97 | 0.97 | 0.97 | 0.97 | 0.97
Residential Space Heating _ Single Family | Efficient Gas Boiler | COP | 0.97 | 0.97 | 0.97 | 0.97 | 0.97 | 0.97 | 0.97 | 0.97 | 0.97 | 0.97 | 0.97 | 0.97 | 0.97 | 0.97 | 0.97 | 0.97 | 0.97 | 0.97 | 0.97 | 0.97 | 0.97 | 0.97 | 0.97 | 0.97 | 0.97 | 0.97 | 0.97 | 0.97 | 0.97 | 0.97 | 0.97 | 0.97 | 0.97
Residential Space Heating _ Single Family | Efficient Gas Furnace | COP | 0.96 | 0.96 | 0.96 | 0.96 | 0.96 | 0.96 | 0.96 | 0.96 | 0.96 | 0.96 | 0.96 | 0.96 | 0.96 | 0.96 | 0.96 | 0.96 | 0.96 | 0.96 | 0.96 | 0.96 | 0.96 | 0.96 | 0.96 | 0.96 | 0.96 | 0.96 | 0.96 | 0.96 | 0.96 | 0.96 | 0.96 | 0.96 | 0.96
Residential Space Heating _ Single Family | Electric Resistance | COP | bar: 2018 to 2050
Residential Space Heating _ Single Family | Gas Boiler | COP | 0.82 | 0.82 | 0.82 | 0.82 | 0.82 | 0.82 | 0.82 | 0.82 | 0.82 | 0.82 | 0.82 | 0.82 | 0.82 | 0.82 | 0.82 | 0.82 | 0.82 | 0.82 | 0.82 | 0.82 | 0.82 | 0.82 | 0.82 | 0.82 | 0.82 | 0.82 | 0.82 | 0.82 | 0.82 | 0.82 | 0.82 | 0.82 | 0.82
Residential Space Heating _ Single Family | Gas Furnace | COP | 0.8 | 0.8 | 0.8 | 0.8 | 0.8 | 0.8 | 0.8 | 0.8 | 0.8 | 0.8 | 0.8 | 0.8 | 0.8 | 0.8 | 0.8 | 0.8 | 0.8 | 0.8 | 0.8 | 0.8 | 0.8 | 0.8 | 0.8 | 0.8 | 0.8 | 0.8 | 0.8 | 0.8 | 0.8 | 0.8 | 0.8 | 0.8 | 0.8
Residential Space Heating _ Single Family | Hybrid Oil Electric Heat Pump | COP | 2.41 | 2.41 | 2.41 | 2.41 | 2.41 | 2.41 | 2.41 | 2.41 | 2.41 | 2.41 | 2.41 | 2.41 | 2.41 | 2.41 | 2.41 | 2.41 | 2.41 | 2.41 | 2.41 | 2.41 | 2.41 | 2.41 | 2.41 | 2.41 | 2.41 | 2.41 | 2.41 | 2.41 | 2.41 | 2.41 | 2.41 | 2.41 | 2.41
Residential Space Heating _ Single Family | Ground Source Heat Pump | COP | 3.44 | 3.44 | 3.44 | 3.44 | 3.44 | 3.44 | 3.44 | 3.44 | 3.44 | 3.44 | 3.44 | 3.44 | 3.44 | 3.44 | 3.44 | 3.44 | 3.44 | 3.44 | 3.44 | 3.44 | 3.44 | 3.44 | 3.44 | 3.44 | 3.44 | 3.44 | 3.44 | 3.44 | 3.44 | 3.44 | 3.44 | 3.44 | 3.44
Residential Space Heating _ Single Family | Hybrid Gas Electric Heat Pump | COP | 2.41 | 2.41 | 2.41 | 2.41 | 2.41 | 2.41 | 2.41 | 2.41 | 2.41 | 2.41 | 2.41 | 2.41 | 2.41 | 2.41 | 2.41 | 2.41 | 2.41 | 2.41 | 2.41 | 2.41 | 2.41 | 2.41 | 2.41 | 2.41 | 2.41 | 2.41 | 2.41 | 2.41 | 2.41 | 2.41 | 2.41 | 2.41 | 2.41
Residential Space Heating _ Single Family | LPG Furnace | COP | 0.8 | 0.8 | 0.8 | 0.8 | 0.8 | 0.8 | 0.8 | 0.8 | 0.8 | 0.8 | 0.8 | 0.8 | 0.8 | 0.8 | 0.8 | 0.8 | 0.8 | 0.8 | 0.8 | 0.8 | 0.8 | 0.8 | 0.8 | 0.8 | 0.8 | 0.8 | 0.8 | 0.8 | 0.8 | 0.8 | 0.8 | 0.8 | 0.8
Residential Space Heating _ Single Family | Wood Stoves | COP | 0.58 | 0.58 | 0.58 | 0.58 | 0.58 | 0.58 | 0.58 | 0.58 | 0.58 | 0.58 | 0.58 | 0.58 | 0.58 | 0.58 | 0.58 | 0.58 | 0.58 | 0.58 | 0.58 | 0.58 | 0.58 | 0.58 | 0.58 | 0.58 | 0.58 | 0.58 | 0.58 | 0.58 | 0.58 | 0.58 | 0.58 | 0.58 | 0.58
Residential Space Heating _ Small Multi Family |  |  | 0 | 0 | 0 | 0 | 0 | 0 | 0 | 0 | 0 | 0 | 0 | 0 | 0 | 0 | 0 | 0 | 0 | 0 | 0 | 0 | 0 | 0 | 0 | 0 | 0 | 0 | 0 | 0 | 0 | 0 | 0 | 0 | 0
Residential Space Heating _ Small Multi Family | Distillate Boiler | COP | 0.84 | 0.84 | 0.84 | 0.842 | 0.844 | 0.846 | 0.848 | 0.85 | 0.852 | 0.854 | 0.856 | 0.858 | 0.86 | 0.86 | 0.86 | 0.86 | 0.86 | 0.86 | 0.86 | 0.86 | 0.86 | 0.86 | 0.86 | 0.86 | 0.86 | 0.86 | 0.86 | 0.86 | 0.86 | 0.86 | 0.86 | 0.86 | 0.86
Residential Space Heating _ Small Multi Family | Distillate Furnace | COP | 0.83 | 0.83 | 0.83 | 0.831 | 0.832 | 0.833 | 0.834 | 0.835 | 0.836 | 0.837 | 0.838 | 0.839 | 0.84 | 0.84 | 0.84 | 0.84 | 0.84 | 0.84 | 0.84 | 0.84 | 0.84 | 0.84 | 0.84 | 0.84 | 0.84 | 0.84 | 0.84 | 0.84 | 0.84 | 0.84 | 0.84 | 0.84 | 0.84
Residential Space Heating _ Small Multi Family | Air Source Heat Pump | COP | 2.48 | 2.48 | 2.48 | 2.48 | 2.48 | 2.48 | 2.48 | 2.48 | 2.48 | 2.48 | 2.48 | 2.48 | 2.48 | 2.48 | 2.48 | 2.48 | 2.48 | 2.48 | 2.48 | 2.48 | 2.48 | 2.48 | 2.48 | 2.48 | 2.48 | 2.48 | 2.48 | 2.48 | 2.48 | 2.48 | 2.48 | 2.48 | 2.48
Residential Space Heating _ Small Multi Family | Efficient Distillate Boiler | COP | 0.9 | 0.9 | 0.9 | 0.9 | 0.9 | 0.9 | 0.9 | 0.9 | 0.9 | 0.9 | 0.9 | 0.9 | 0.9 | 0.9 | 0.9 | 0.9 | 0.9 | 0.9 | 0.9 | 0.9 | 0.9 | 0.9 | 0.9 | 0.9 | 0.9 | 0.9 | 0.9 | 0.9 | 0.9 | 0.9 | 0.9 | 0.9 | 0.9
Residential Space Heating _ Small Multi Family | Efficient Distillate Furnace | COP | 0.97 | 0.97 | 0.97 | 0.97 | 0.97 | 0.97 | 0.97 | 0.97 | 0.97 | 0.97 | 0.97 | 0.97 | 0.97 | 0.97 | 0.97 | 0.97 | 0.97 | 0.97 | 0.97 | 0.97 | 0.97 | 0.97 | 0.97 | 0.97 | 0.97 | 0.97 | 0.97 | 0.97 | 0.97 | 0.97 | 0.97 | 0.97 | 0.97
Residential Space Heating _ Small Multi Family | Efficient Gas Boiler | COP | 0.97 | 0.97 | 0.97 | 0.97 | 0.97 | 0.97 | 0.97 | 0.97 | 0.97 | 0.97 | 0.97 | 0.97 | 0.97 | 0.97 | 0.97 | 0.97 | 0.97 | 0.97 | 0.97 | 0.97 | 0.97 | 0.97 | 0.97 | 0.97 | 0.97 | 0.97 | 0.97 | 0.97 | 0.97 | 0.97 | 0.97 | 0.97 | 0.97
Residential Space Heating _ Small Multi Family | Efficient Gas Furnace | COP | 0.96 | 0.96 | 0.96 | 0.96 | 0.96 | 0.96 | 0.96 | 0.96 | 0.96 | 0.96 | 0.96 | 0.96 | 0.96 | 0.96 | 0.96 | 0.96 | 0.96 | 0.96 | 0.96 | 0.96 | 0.96 | 0.96 | 0.96 | 0.96 | 0.96 | 0.96 | 0.96 | 0.96 | 0.96 | 0.96 | 0.96 | 0.96 | 0.96
Residential Space Heating _ Small Multi Family | Electric Resistance | COP | bar: 2018 to 2050
Residential Space Heating _ Small Multi Family | Gas Boiler | COP | 0.82 | 0.82 | 0.82 | 0.82 | 0.82 | 0.82 | 0.82 | 0.82 | 0.82 | 0.82 | 0.82 | 0.82 | 0.82 | 0.82 | 0.82 | 0.82 | 0.82 | 0.82 | 0.82 | 0.82 | 0.82 | 0.82 | 0.82 | 0.82 | 0.82 | 0.82 | 0.82 | 0.82 | 0.82 | 0.82 | 0.82 | 0.82 | 0.82
Residential Space Heating _ Small Multi Family | Gas Furnace | COP | 0.8 | 0.8 | 0.8 | 0.8 | 0.8 | 0.8 | 0.8 | 0.8 | 0.8 | 0.8 | 0.8 | 0.8 | 0.8 | 0.8 | 0.8 | 0.8 | 0.8 | 0.8 | 0.8 | 0.8 | 0.8 | 0.8 | 0.8 | 0.8 | 0.8 | 0.8 | 0.8 | 0.8 | 0.8 | 0.8 | 0.8 | 0.8 | 0.8
Residential Space Heating _ Small Multi Family | Hybrid Oil Electric Heat Pump | COP | 2.48 | 2.48 | 2.48 | 2.48 | 2.48 | 2.48 | 2.48 | 2.48 | 2.48 | 2.48 | 2.48 | 2.48 | 2.48 | 2.48 | 2.48 | 2.48 | 2.48 | 2.48 | 2.48 | 2.48 | 2.48 | 2.48 | 2.48 | 2.48 | 2.48 | 2.48 | 2.48 | 2.48 | 2.48 | 2.48 | 2.48 | 2.48 | 2.48
Residential Space Heating _ Small Multi Family | Ground Source Heat Pump | COP | 3.57 | 3.57 | 3.57 | 3.57 | 3.57 | 3.57 | 3.57 | 3.57 | 3.57 | 3.57 | 3.57 | 3.57 | 3.57 | 3.57 | 3.57 | 3.57 | 3.57 | 3.57 | 3.57 | 3.57 | 3.57 | 3.57 | 3.57 | 3.57 | 3.57 | 3.57 | 3.57 | 3.57 | 3.57 | 3.57 | 3.57 | 3.57 | 3.57
Residential Space Heating _ Small Multi Family | Hybrid Gas Electric Heat Pump | COP | 2.48 | 2.48 | 2.48 | 2.48 | 2.48 | 2.48 | 2.48 | 2.48 | 2.48 | 2.48 | 2.48 | 2.48 | 2.48 | 2.48 | 2.48 | 2.48 | 2.48 | 2.48 | 2.48 | 2.48 | 2.48 | 2.48 | 2.48 | 2.48 | 2.48 | 2.48 | 2.48 | 2.48 | 2.48 | 2.48 | 2.48 | 2.48 | 2.48
Residential Space Heating _ Small Multi Family | LPG Furnace | COP | 0.8 | 0.8 | 0.8 | 0.8 | 0.8 | 0.8 | 0.8 | 0.8 | 0.8 | 0.8 | 0.8 | 0.8 | 0.8 | 0.8 | 0.8 | 0.8 | 0.8 | 0.8 | 0.8 | 0.8 | 0.8 | 0.8 | 0.8 | 0.8 | 0.8 | 0.8 | 0.8 | 0.8 | 0.8 | 0.8 | 0.8 | 0.8 | 0.8
Residential Space Heating _ Small Multi Family | Wood Stoves | COP | 0.58 | 0.58 | 0.58 | 0.58 | 0.58 | 0.58 | 0.58 | 0.58 | 0.58 | 0.58 | 0.58 | 0.58 | 0.58 | 0.58 | 0.58 | 0.58 | 0.58 | 0.58 | 0.58 | 0.58 | 0.58 | 0.58 | 0.58 | 0.58 | 0.58 | 0.58 | 0.58 | 0.58 | 0.58 | 0.58 | 0.58 | 0.58 | 0.58
Residential Space Heating _ Large Multi Family |  |  | 0 | 0 | 0 | 0 | 0 | 0 | 0 | 0 | 0 | 0 | 0 | 0 | 0 | 0 | 0 | 0 | 0 | 0 | 0 | 0 | 0 | 0 | 0 | 0 | 0 | 0 | 0 | 0 | 0 | 0 | 0 | 0 | 0
Residential Space Heating _ Large Multi Family | Distillate Boiler | COP | 0.84 | 0.84 | 0.84 | 0.842 | 0.844 | 0.846 | 0.848 | 0.85 | 0.852 | 0.854 | 0.856 | 0.858 | 0.86 | 0.86 | 0.86 | 0.86 | 0.86 | 0.86 | 0.86 | 0.86 | 0.86 | 0.86 | 0.86 | 0.86 | 0.86 | 0.86 | 0.86 | 0.86 | 0.86 | 0.86 | 0.86 | 0.86 | 0.86
Residential Space Heating _ Large Multi Family | Distillate Furnace | COP | 0.83 | 0.83 | 0.83 | 0.831 | 0.832 | 0.833 | 0.834 | 0.835 | 0.836 | 0.837 | 0.838 | 0.839 | 0.84 | 0.84 | 0.84 | 0.84 | 0.84 | 0.84 | 0.84 | 0.84 | 0.84 | 0.84 | 0.84 | 0.84 | 0.84 | 0.84 | 0.84 | 0.84 | 0.84 | 0.84 | 0.84 | 0.84 | 0.84
Residential Space Heating _ Large Multi Family | Air Source Heat Pump | COP | 2.5 | 2.5 | 2.5 | 2.5 | 2.5 | 2.5 | 2.5 | 2.5 | 2.5 | 2.5 | 2.5 | 2.5 | 2.5 | 2.5 | 2.5 | 2.5 | 2.5 | 2.5 | 2.5 | 2.5 | 2.5 | 2.5 | 2.5 | 2.5 | 2.5 | 2.5 | 2.5 | 2.5 | 2.5 | 2.5 | 2.5 | 2.5 | 2.5
Residential Space Heating _ Large Multi Family | Efficient Distillate Boiler | COP | 0.9 | 0.9 | 0.9 | 0.9 | 0.9 | 0.9 | 0.9 | 0.9 | 0.9 | 0.9 | 0.9 | 0.9 | 0.9 | 0.9 | 0.9 | 0.9 | 0.9 | 0.9 | 0.9 | 0.9 | 0.9 | 0.9 | 0.9 | 0.9 | 0.9 | 0.9 | 0.9 | 0.9 | 0.9 | 0.9 | 0.9 | 0.9 | 0.9
Residential Space Heating _ Large Multi Family | Efficient Distillate Furnace | COP | 0.97 | 0.97 | 0.97 | 0.97 | 0.97 | 0.97 | 0.97 | 0.97 | 0.97 | 0.97 | 0.97 | 0.97 | 0.97 | 0.97 | 0.97 | 0.97 | 0.97 | 0.97 | 0.97 | 0.97 | 0.97 | 0.97 | 0.97 | 0.97 | 0.97 | 0.97 | 0.97 | 0.97 | 0.97 | 0.97 | 0.97 | 0.97 | 0.97
Residential Space Heating _ Large Multi Family | Efficient Gas Boiler | COP | 0.97 | 0.97 | 0.97 | 0.97 | 0.97 | 0.97 | 0.97 | 0.97 | 0.97 | 0.97 | 0.97 | 0.97 | 0.97 | 0.97 | 0.97 | 0.97 | 0.97 | 0.97 | 0.97 | 0.97 | 0.97 | 0.97 | 0.97 | 0.97 | 0.97 | 0.97 | 0.97 | 0.97 | 0.97 | 0.97 | 0.97 | 0.97 | 0.97
Residential Space Heating _ Large Multi Family | Efficient Gas Furnace | COP | 0.96 | 0.96 | 0.96 | 0.96 | 0.96 | 0.96 | 0.96 | 0.96 | 0.96 | 0.96 | 0.96 | 0.96 | 0.96 | 0.96 | 0.96 | 0.96 | 0.96 | 0.96 | 0.96 | 0.96 | 0.96 | 0.96 | 0.96 | 0.96 | 0.96 | 0.96 | 0.96 | 0.96 | 0.96 | 0.96 | 0.96 | 0.96 | 0.96
Residential Space Heating _ Large Multi Family | Electric Resistance | COP | bar: 2018 to 2050
Residential Space Heating _ Large Multi Family | Gas Boiler | COP | 0.82 | 0.82 | 0.82 | 0.82 | 0.82 | 0.82 | 0.82 | 0.82 | 0.82 | 0.82 | 0.82 | 0.82 | 0.82 | 0.82 | 0.82 | 0.82 | 0.82 | 0.82 | 0.82 | 0.82 | 0.82 | 0.82 | 0.82 | 0.82 | 0.82 | 0.82 | 0.82 | 0.82 | 0.82 | 0.82 | 0.82 | 0.82 | 0.82
Residential Space Heating _ Large Multi Family | Gas Furnace | COP | 0.8 | 0.8 | 0.8 | 0.8 | 0.8 | 0.8 | 0.8 | 0.8 | 0.8 | 0.8 | 0.8 | 0.8 | 0.8 | 0.8 | 0.8 | 0.8 | 0.8 | 0.8 | 0.8 | 0.8 | 0.8 | 0.8 | 0.8 | 0.8 | 0.8 | 0.8 | 0.8 | 0.8 | 0.8 | 0.8 | 0.8 | 0.8 | 0.8
Residential Space Heating _ Large Multi Family | Hybrid Oil Electric Heat Pump | COP | 2.5 | 2.5 | 2.5 | 2.5 | 2.5 | 2.5 | 2.5 | 2.5 | 2.5 | 2.5 | 2.5 | 2.5 | 2.5 | 2.5 | 2.5 | 2.5 | 2.5 | 2.5 | 2.5 | 2.5 | 2.5 | 2.5 | 2.5 | 2.5 | 2.5 | 2.5 | 2.5 | 2.5 | 2.5 | 2.5 | 2.5 | 2.5 | 2.5
Residential Space Heating _ Large Multi Family | Ground Source Heat Pump | COP | 3.66 | 3.66 | 3.66 | 3.66 | 3.66 | 3.66 | 3.66 | 3.66 | 3.66 | 3.66 | 3.66 | 3.66 | 3.66 | 3.66 | 3.66 | 3.66 | 3.66 | 3.66 | 3.66 | 3.66 | 3.66 | 3.66 | 3.66 | 3.66 | 3.66 | 3.66 | 3.66 | 3.66 | 3.66 | 3.66 | 3.66 | 3.66 | 3.66
Residential Space Heating _ Large Multi Family | Hybrid Gas Electric Heat Pump | COP | 2.5 | 2.5 | 2.5 | 2.5 | 2.5 | 2.5 | 2.5 | 2.5 | 2.5 | 2.5 | 2.5 | 2.5 | 2.5 | 2.5 | 2.5 | 2.5 | 2.5 | 2.5 | 2.5 | 2.5 | 2.5 | 2.5 | 2.5 | 2.5 | 2.5 | 2.5 | 2.5 | 2.5 | 2.5 | 2.5 | 2.5 | 2.5 | 2.5
Residential Space Heating _ Large Multi Family | LPG Furnace | COP | 0.8 | 0.8 | 0.8 | 0.8 | 0.8 | 0.8 | 0.8 | 0.8 | 0.8 | 0.8 | 0.8 | 0.8 | 0.8 | 0.8 | 0.8 | 0.8 | 0.8 | 0.8 | 0.8 | 0.8 | 0.8 | 0.8 | 0.8 | 0.8 | 0.8 | 0.8 | 0.8 | 0.8 | 0.8 | 0.8 | 0.8 | 0.8 | 0.8
Residential Space Heating _ Large Multi Family | Wood Stoves | COP | 0.58 | 0.58 | 0.58 | 0.58 | 0.58 | 0.58 | 0.58 | 0.58 | 0.58 | 0.58 | 0.58 | 0.58 | 0.58 | 0.58 | 0.58 | 0.58 | 0.58 | 0.58 | 0.58 | 0.58 | 0.58 | 0.58 | 0.58 | 0.58 | 0.58 | 0.58 | 0.58 | 0.58 | 0.58 | 0.58 | 0.58 | 0.58 | 0.58
Residential Reflector Lighting |  | Energy Out/Energy In | 0 | 0 | 0 | 0 | 0 | 0 | 0 | 0 | 0 | 0 | 0 | 0 | 0 | 0 | 0 | 0 | 0 | 0 | 0 | 0 | 0 | 0 | 0 | 0 | 0 | 0 | 0 | 0 | 0 | 0 | 0 | 0 | 0
Residential Reflector Lighting | CFL Reflector | Lumens/Watt | 46.9 | 47.75 | 48.6 | 48.85 | 49.1 | 49.35 | 49.6 | 49.85 | 50.1 | 50.35 | 50.6 | 50.85 | 51.1 | 51.36 | 51.62 | 51.88 | 52.14 | 52.4 | 52.66 | 52.92 | 53.18 | 53.44 | 53.7 | 53.7 | 53.7 | 53.7 | 53.7 | 53.7 | 53.7 | 53.7 | 53.7 | 53.7 | 53.7
Residential Reflector Lighting | Halogen Reflector | Lumens/Watt | 16.2 | 16.65 | 17.1 | 17.19 | 17.28 | 17.37 | 17.46 | 17.55 | 17.64 | 17.73 | 17.82 | 17.91 | 18 | 18.09 | 18.18 | 18.27 | 18.36 | 18.45 | 18.54 | 18.63 | 18.72 | 18.81 | 18.9 | 18.9 | 18.9 | 18.9 | 18.9 | 18.9 | 18.9 | 18.9 | 18.9 | 18.9 | 18.9
Residential Reflector Lighting | Incandescent Reflector | Lumens/Watt | 9.5 | 9.7 | 9.9 | 9.92 | 9.94 | 9.96 | 9.98 | 10 | 10.02 | 10.04 | 10.06 | 10.08 | 10.1 | 10.12 | 10.14 | 10.16 | 10.18 | 10.2 | 10.22 | 10.24 | 10.26 | 10.28 | 10.3 | 10.3 | 10.3 | 10.3 | 10.3 | 10.3 | 10.3 | 10.3 | 10.3 | 10.3 | 10.3
Residential Reflector Lighting | LED Reflector | Lumens/Watt | 93 | 101 | 109 | 110.75 | 112.5 | 114.25 | 116 | 117.75 | 119.5 | 121.25 | 123 | 124.75 | 126.5 | 128.25 | 130 | 131.75 | 133.5 | 135.25 | 137 | 138.75 | 140.5 | 142.25 | 144 | 144 | 144 | 144 | 144 | 144 | 144 | 144 | 144 | 144 | 144
Residential Refrigeration |  |  | 0 | 0 | 0 | 0 | 0 | 0 | 0 | 0 | 0 | 0 | 0 | 0 | 0 | 0 | 0 | 0 | 0 | 0 | 0 | 0 | 0 | 0 | 0 | 0 | 0 | 0 | 0 | 0 | 0 | 0 | 0 | 0 | 0
Residential Refrigeration | Efficient Electric | N/A
Residential Refrigeration | Electric | N/A
Residential Water Heating |  |  | 0 | 0 | 0 | 0 | 0 | 0 | 0 | 0 | 0 | 0 | 0 | 0 | 0 | 0 | 0 | 0 | 0 | 0 | 0 | 0 | 0 | 0 | 0 | 0 | 0 | 0 | 0 | 0 | 0 | 0 | 0 | 0 | 0
Residential Water Heating | Distillate Storage | Energy Out/Energy In | 0.51 | 0.59 | 0.67 | 0.67 | 0.67 | 0.67 | 0.67 | 0.67 | 0.67 | 0.67 | 0.67 | 0.67 | 0.67 | 0.67 | 0.67 | 0.67 | 0.67 | 0.67 | 0.67 | 0.67 | 0.67 | 0.67 | 0.67 | 0.67 | 0.67 | 0.67 | 0.67 | 0.67 | 0.67 | 0.67 | 0.67 | 0.67 | 0.67
Residential Water Heating | Efficient Gas Instant | Energy Out/Energy In | 0.97 | 0.98 | 0.98 | 0.98 | 0.98 | 0.98 | 0.98 | 0.98 | 0.98 | 0.98 | 0.98 | 0.98 | 0.98 | 0.98 | 0.98 | 0.98 | 0.98 | 0.98 | 0.98 | 0.98 | 0.98 | 0.98 | 0.98 | 0.98 | 0.98 | 0.98 | 0.98 | 0.98 | 0.98 | 0.98 | 0.98 | 0.98 | 0.98
Residential Water Heating | Efficient Gas Storage | Energy Out/Energy In | 0.81 | 0.85 | 0.85 | 0.85 | 0.85 | 0.85 | 0.85 | 0.85 | 0.85 | 0.85 | 0.85 | 0.85 | 0.85 | 0.85 | 0.85 | 0.85 | 0.85 | 0.85 | 0.85 | 0.85 | 0.85 | 0.85 | 0.85 | 0.85 | 0.85 | 0.85 | 0.85 | 0.85 | 0.85 | 0.85 | 0.85 | 0.85 | 0.85
Residential Water Heating | Electric Heat Pump Storage | Energy Out/Energy In | 2.48 | 2.88 | 3.28 | 3.28 | 3.28 | 3.28 | 3.28 | 3.28 | 3.28 | 3.28 | 3.28 | 3.28 | 3.28 | 3.28 | 3.28 | 3.28 | 3.28 | 3.28 | 3.28 | 3.28 | 3.28 | 3.28 | 3.28 | 3.28 | 3.28 | 3.28 | 3.28 | 3.28 | 3.28 | 3.28 | 3.28 | 3.28 | 3.28
Residential Water Heating | Electric Resistance Storage | Energy Out/Energy In | 0.88 | 0.905 | 0.93 | 0.93 | 0.93 | 0.93 | 0.93 | 0.93 | 0.93 | 0.93 | 0.93 | 0.93 | 0.93 | 0.93 | 0.93 | 0.93 | 0.93 | 0.93 | 0.93 | 0.93 | 0.93 | 0.93 | 0.93 | 0.93 | 0.93 | 0.93 | 0.93 | 0.93 | 0.93 | 0.93 | 0.93 | 0.93 | 0.93
Residential Water Heating | Gas Heat Pump Storage | Energy Out/Energy In | 1.3 | 1.3 | 1.3 | 1.3 | 1.3 | 1.3 | 1.3 | 1.3 | 1.3 | 1.3 | 1.3 | 1.3 | 1.3 | 1.3 | 1.3 | 1.3 | 1.3 | 1.3 | 1.3 | 1.3 | 1.3 | 1.3 | 1.3 | 1.3 | 1.3 | 1.3 | 1.3 | 1.3 | 1.3 | 1.3 | 1.3 | 1.3 | 1.3
Residential Water Heating | Gas Instant | Energy Out/Energy In | 0.81 | 0.85 | 0.89 | 0.89 | 0.89 | 0.89 | 0.89 | 0.89 | 0.89 | 0.89 | 0.89 | 0.89 | 0.89 | 0.89 | 0.89 | 0.89 | 0.89 | 0.89 | 0.89 | 0.89 | 0.89 | 0.89 | 0.89 | 0.89 | 0.89 | 0.89 | 0.89 | 0.89 | 0.89 | 0.89 | 0.89 | 0.89 | 0.89
Residential Water Heating | Gas Storage | Energy Out/Energy In | 0.63 | 0.63 | 0.63 | 0.63 | 0.63 | 0.63 | 0.63 | 0.63 | 0.63 | 0.63 | 0.63 | 0.63 | 0.63 | 0.63 | 0.63 | 0.63 | 0.63 | 0.63 | 0.63 | 0.63 | 0.63 | 0.63 | 0.63 | 0.63 | 0.63 | 0.63 | 0.63 | 0.63 | 0.63 | 0.63 | 0.63 | 0.63 | 0.63
Residential Water Heating | LPG Storage | Energy Out/Energy In | 0.63 | 0.63 | 0.63 | 0.63 | 0.63 | 0.63 | 0.63 | 0.63 | 0.63 | 0.63 | 0.63 | 0.63 | 0.63 | 0.63 | 0.63 | 0.63 | 0.63 | 0.63 | 0.63 | 0.63 | 0.63 | 0.63 | 0.63 | 0.63 | 0.63 | 0.63 | 0.63 | 0.63 | 0.63 | 0.63 | 0.63 | 0.63 | 0.63
Residential Water Heating | Solar | Energy Out/Energy In | bar: 2018 to 2050
E3 models multiple categories of building shells representing current building shells (reference) and two varities of retrofits: basic and deep. We assume all new construction occurs at a "deep" shell level, representing code, and some share of existing buildings will undergo either a "basic" or "deep" shell retrofit throughout their lifetime. The level of space heating and cooling reductions achieved by a basic or deep shell vary by building typology (e.g., single family vs small vs large multi-family). Space heating reductions range from 27%-44% under a basic retrofit and 57-87% under deep retrofit, and cooling reductions range from 14-27% and 9-57% under basic and deep shell reductions respectively. As deeper shell retrofits increase the tightness of a building's shell over time, this can have the effect of slightly increasing cooling demands relative to a basic shell intervention, trading off the increased insulation in the winter for slightly reduced cooling performance in the summer, although still more performant than no shell or reference shell.
For these subsectors (clothes washing, freezers, refrigeration), there is no device efficiency data from underlying NEMS data sources. Rather, those sources include direct energy consumption data, which is input into the model, not an efficiency and underlying energy service demand driver unlike for heating, cooling, water heating, lighting, etc.
For these subsectors (clothes washing, freezers, refrigeration), there is no device efficiency data from underlying NEMS data sources. Rather, those sources include direct energy consumption data, which is input into the model, not an efficiency and underlying energy service demand driver unlike for heating, cooling, water heating, lighting, etc.
For these subsectors (clothes washing, freezers, refrigeration), there is no device efficiency data from underlying NEMS data sources. Rather, those sources include direct energy consumption data, which is input into the model, not an efficiency and underlying energy service demand driver unlike for heating, cooling, water heating, lighting, etc.
For these subsectors (clothes washing, freezers, refrigeration), there is no device efficiency data from underlying NEMS data sources. Rather, those sources include direct energy consumption data, which is input into the model, not an efficiency and underlying energy service demand driver unlike for heating, cooling, water heating, lighting, etc.
E3 models multiple categories of building shells representing current building shells (reference) and two varities of retrofits: basic and deep. We assume all new construction occurs at a "deep" shell level, representing code, and some share of existing buildings will undergo either a "basic" or "deep" shell retrofit throughout their lifetime. The level of space heating and cooling reductions achieved by a basic or deep shell vary by building typology (e.g., single family vs small vs large multi-family). Space heating reductions range from 27%-44% under a basic retrofit and 57-87% under deep retrofit, and cooling reductions range from 14-27% and 9-57% under basic and deep shell reductions respectively. As deeper shell retrofits increase the tightness of a building's shell over time, this can have the effect of slightly increasing cooling demands relative to a basic shell intervention, trading off the increased insulation in the winter for slightly reduced cooling performance in the summer, although still more performant than no shell or reference shell.
For these subsectors (clothes washing, freezers, refrigeration), there is no device efficiency data from underlying NEMS data sources. Rather, those sources include direct energy consumption data, which is input into the model, not an efficiency and underlying energy service demand driver unlike for heating, cooling, water heating, lighting, etc.
For these subsectors (clothes washing, freezers, refrigeration), there is no device efficiency data from underlying NEMS data sources. Rather, those sources include direct energy consumption data, which is input into the model, not an efficiency and underlying energy service demand driver unlike for heating, cooling, water heating, lighting, etc.
For these subsectors (clothes washing, freezers, refrigeration), there is no device efficiency data from underlying NEMS data sources. Rather, those sources include direct energy consumption data, which is input into the model, not an efficiency and underlying energy service demand driver unlike for heating, cooling, water heating, lighting, etc.
For these subsectors (clothes washing, freezers, refrigeration), there is no device efficiency data from underlying NEMS data sources. Rather, those sources include direct energy consumption data, which is input into the model, not an efficiency and underlying energy service demand driver unlike for heating, cooling, water heating, lighting, etc.

## Bldg Device Cost
2021-12-29-IA-Tech-Supplement-Annex I-Inputs-Assumptions
Building device cost ($/unit)
This tab includes a summary of device costs for residential devices
Note: Since an air source heat pump or ground source heat pump provides both air conditioning and space heating services, we allocate all costs for these devices to the space heating device.
Data are from a variety of sources, including NEMS,
Residential Buildings - Device Costs
Subsector | Technology | Cost Unit | 2018 | 2019 | 2020 | 2021 | 2022 | 2023 | 2024 | 2025 | 2026 | 2027 | 2028 | 2029 | 2030 | 2031 | 2032 | 2033 | 2034 | 2035 | 2036 | 2037 | 2038 | 2039 | 2040 | 2041 | 2042 | 2043 | 2044 | 2045 | 2046 | 2047 | 2048 | 2049 | 2050
Residential Building Shell _ Large Multi Family
Residential Building Shell _ Large Multi Family | Basic Shell | $/device | 26258.61 | 26258.61 | 26258.61 | 26258.61 | 26258.61 | 26258.61 | 26258.61 | 26258.61 | 26258.61 | 26258.61 | 26258.61 | 26258.61 | 26258.61 | 26258.61 | 26258.61 | 26258.61 | 26258.61 | 26258.61 | 26258.61 | 26258.61 | 26258.61 | 26258.61 | 26258.61 | 26258.61 | 26258.61 | 26258.61 | 26258.61 | 26258.61 | 26258.61 | 26258.61 | 26258.61 | 26258.61 | 26258.61
Residential Building Shell _ Large Multi Family | Deep Shell | $/device | 36364.67 | 36364.67 | 36364.67 | 36364.67 | 36364.67 | 36364.67 | 36364.67 | 36364.67 | 36364.67 | 36364.67 | 36364.67 | 36364.67 | 36364.67 | 36364.67 | 36364.67 | 36364.67 | 36364.67 | 36364.67 | 36364.67 | 36364.67 | 36364.67 | 36364.67 | 36364.67 | 36364.67 | 36364.67 | 36364.67 | 36364.67 | 36364.67 | 36364.67 | 36364.67 | 36364.67 | 36364.67 | 36364.67
Residential Building Shell _ Large Multi Family | Reference Shell | $/device | 3589.66 | 3589.66 | 3589.66 | 3589.66 | 3589.66 | 3589.66 | 3589.66 | 3589.66 | 3589.66 | 3589.66 | 3589.66 | 3589.66 | 3589.66 | 3589.66 | 3589.66 | 3589.66 | 3589.66 | 3589.66 | 3589.66 | 3589.66 | 3589.66 | 3589.66 | 3589.66 | 3589.66 | 3589.66 | 3589.66 | 3589.66 | 3589.66 | 3589.66 | 3589.66 | 3589.66 | 3589.66 | 3589.66
Residential Building Shell _ Single Family |  |  | 0 | 0 | 0 | 0 | 0 | 0 | 0 | 0 | 0 | 0 | 0 | 0 | 0 | 0 | 0 | 0 | 0 | 0 | 0 | 0 | 0 | 0 | 0 | 0 | 0 | 0 | 0 | 0 | 0 | 0 | 0 | 0 | 0
Residential Building Shell _ Single Family | Basic Shell | $/device | 6408.64 | 6408.64 | 6408.64 | 6408.64 | 6408.64 | 6408.64 | 6408.64 | 6408.64 | 6408.64 | 6408.64 | 6408.64 | 6408.64 | 6408.64 | 6408.64 | 6408.64 | 6408.64 | 6408.64 | 6408.64 | 6408.64 | 6408.64 | 6408.64 | 6408.64 | 6408.64 | 6408.64 | 6408.64 | 6408.64 | 6408.64 | 6408.64 | 6408.64 | 6408.64 | 6408.64 | 6408.64 | 6408.64
Residential Building Shell _ Single Family | Deep Shell | $/device | 45135.52 | 45135.52 | 45135.52 | 45135.52 | 45135.52 | 45135.52 | 45135.52 | 45135.52 | 45135.52 | 45135.52 | 45135.52 | 45135.52 | 45135.52 | 45135.52 | 45135.52 | 45135.52 | 45135.52 | 45135.52 | 45135.52 | 45135.52 | 45135.52 | 45135.52 | 45135.52 | 45135.52 | 45135.52 | 45135.52 | 45135.52 | 45135.52 | 45135.52 | 45135.52 | 45135.52 | 45135.52 | 45135.52
Residential Building Shell _ Single Family | Reference Shell | $/device | 0 | 0 | 0 | 0 | 0 | 0 | 0 | 0 | 0 | 0 | 0 | 0 | 0 | 0 | 0 | 0 | 0 | 0 | 0 | 0 | 0 | 0 | 0 | 0 | 0 | 0 | 0 | 0 | 0 | 0 | 0 | 0 | 0
Residential Building Shell _ Small Multi Family |  |  | 0 | 0 | 0 | 0 | 0 | 0 | 0 | 0 | 0 | 0 | 0 | 0 | 0 | 0 | 0 | 0 | 0 | 0 | 0 | 0 | 0 | 0 | 0 | 0 | 0 | 0 | 0 | 0 | 0 | 0 | 0 | 0 | 0
Residential Building Shell _ Small Multi Family | Basic Shell | $/device | 6408.64 | 6408.64 | 6408.64 | 6408.64 | 6408.64 | 6408.64 | 6408.64 | 6408.64 | 6408.64 | 6408.64 | 6408.64 | 6408.64 | 6408.64 | 6408.64 | 6408.64 | 6408.64 | 6408.64 | 6408.64 | 6408.64 | 6408.64 | 6408.64 | 6408.64 | 6408.64 | 6408.64 | 6408.64 | 6408.64 | 6408.64 | 6408.64 | 6408.64 | 6408.64 | 6408.64 | 6408.64 | 6408.64
Residential Building Shell _ Small Multi Family | Deep Shell | $/device | 48076.18 | 48076.18 | 48076.18 | 48076.18 | 48076.18 | 48076.18 | 48076.18 | 48076.18 | 48076.18 | 48076.18 | 48076.18 | 48076.18 | 48076.18 | 48076.18 | 48076.18 | 48076.18 | 48076.18 | 48076.18 | 48076.18 | 48076.18 | 48076.18 | 48076.18 | 48076.18 | 48076.18 | 48076.18 | 48076.18 | 48076.18 | 48076.18 | 48076.18 | 48076.18 | 48076.18 | 48076.18 | 48076.18
Residential Building Shell _ Small Multi Family | Reference Shell | $/device | 6722.75 | 6722.75 | 6722.75 | 6722.75 | 6722.75 | 6722.75 | 6722.75 | 6722.75 | 6722.75 | 6722.75 | 6722.75 | 6722.75 | 6722.75 | 6722.75 | 6722.75 | 6722.75 | 6722.75 | 6722.75 | 6722.75 | 6722.75 | 6722.75 | 6722.75 | 6722.75 | 6722.75 | 6722.75 | 6722.75 | 6722.75 | 6722.75 | 6722.75 | 6722.75 | 6722.75 | 6722.75 | 6722.75
Residential Air Conditioning _ Central |  |  | 0 | 0 | 0 | 0 | 0 | 0 | 0 | 0 | 0 | 0 | 0 | 0 | 0 | 0 | 0 | 0 | 0 | 0 | 0 | 0 | 0 | 0 | 0 | 0 | 0 | 0 | 0 | 0 | 0 | 0 | 0 | 0 | 0
Residential Air Conditioning _ Central | Air Source Heat Pump | $/device | 38 | 38 | 38 | 38 | 38 | 38 | 38 | 38 | 38 | 38 | 38 | 38 | 38 | 38 | 38 | 38 | 38 | 38 | 38 | 38 | 38 | 38 | 38 | 38 | 38 | 38 | 38 | 38 | 38 | 38 | 38 | 38 | 38
Residential Air Conditioning _ Central | Central AC | $/device | 3776 | 3776 | 3776 | 3776 | 3776 | 3776 | 3776 | 3776 | 3776 | 3776 | 3776 | 3776 | 3776 | 3776 | 3776 | 3776 | 3776 | 3776 | 3776 | 3776 | 3776 | 3776 | 3776 | 3776 | 3776 | 3776 | 3776 | 3776 | 3776 | 3776 | 3776 | 3776 | 3776
Residential Air Conditioning _ Central | Efficient Central AC | $/device | 4726 | 4726 | 4726 | 4726 | 4726 | 4726 | 4726 | 4726 | 4726 | 4726 | 4726 | 4726 | 4726 | 4726 | 4726 | 4726 | 4726 | 4726 | 4726 | 4726 | 4726 | 4726 | 4726 | 4726 | 4726 | 4726 | 4726 | 4726 | 4726 | 4726 | 4726 | 4726 | 4726
Residential Air Conditioning _ Central | Gas Heat Pump | $/device | 6580 | 6580 | 6580 | 6580 | 6580 | 6580 | 6580 | 6580 | 6580 | 6580 | 6580 | 6580 | 6580 | 6580 | 6580 | 6580 | 6580 | 6580 | 6580 | 6580 | 6580 | 6580 | 6580 | 6580 | 6580 | 6580 | 6580 | 6580 | 6580 | 6580 | 6580 | 6580 | 6580
Residential Air Conditioning _ Central | Ground Source Heat Pump | $/device | 37.5 | 37.5 | 37.5 | 37.5 | 37.5 | 37.5 | 37.5 | 37.5 | 37.5 | 37.5 | 37.5 | 37.5 | 37.5 | 37.5 | 37.5 | 37.5 | 37.5 | 37.5 | 37.5 | 37.5 | 37.5 | 37.5 | 37.5 | 37.5 | 37.5 | 37.5 | 37.5 | 37.5 | 37.5 | 37.5 | 37.5 | 37.5 | 37.5
Residential Air Conditioning _ Room |  |  | 0 | 0 | 0 | 0 | 0 | 0 | 0 | 0 | 0 | 0 | 0 | 0 | 0 | 0 | 0 | 0 | 0 | 0 | 0 | 0 | 0 | 0 | 0 | 0 | 0 | 0 | 0 | 0 | 0 | 0 | 0 | 0 | 0
Residential Air Conditioning _ Room | Room AC | $/device | 602 | 596 | 590 | 590 | 590 | 590 | 590 | 590 | 590 | 590 | 590 | 590 | 590 | 590 | 590 | 590 | 590 | 590 | 590 | 590 | 590 | 590 | 590 | 590 | 590 | 590 | 590 | 590 | 590 | 590 | 590 | 590 | 590
Residential Air Conditioning _ Room | Efficient Room AC | $/device | 830 | 830 | 830 | 830 | 830 | 830 | 830 | 830 | 830 | 830 | 830 | 830 | 830 | 830 | 830 | 830 | 830 | 830 | 830 | 830 | 830 | 830 | 830 | 830 | 830 | 830 | 830 | 830 | 830 | 830 | 830 | 830 | 830
Residential Clothes Drying |  |  | 0 | 0 | 0 | 0 | 0 | 0 | 0 | 0 | 0 | 0 | 0 | 0 | 0 | 0 | 0 | 0 | 0 | 0 | 0 | 0 | 0 | 0 | 0 | 0 | 0 | 0 | 0 | 0 | 0 | 0 | 0 | 0 | 0
Residential Clothes Drying | Efficient Electric | $/device | 770 | 770 | 770 | 770 | 770 | 770 | 770 | 770 | 770 | 770 | 770 | 770 | 770 | 770 | 770 | 770 | 770 | 770 | 770 | 770 | 770 | 770 | 770 | 770 | 770 | 770 | 770 | 770 | 770 | 770 | 770 | 770 | 770
Residential Clothes Drying | Efficient Gas | $/device | 770 | 770 | 770 | 774 | 778 | 782 | 786 | 790 | 794 | 798 | 802 | 806 | 810 | 810 | 810 | 810 | 810 | 810 | 810 | 810 | 810 | 810 | 810 | 810 | 810 | 810 | 810 | 810 | 810 | 810 | 810 | 810 | 810
Residential Clothes Drying | Electric | $/device | 540 | 540 | 540 | 540 | 540 | 540 | 540 | 540 | 540 | 540 | 540 | 540 | 540 | 540 | 540 | 540 | 540 | 540 | 540 | 540 | 540 | 540 | 540 | 540 | 540 | 540 | 540 | 540 | 540 | 540 | 540 | 540 | 540
Residential Clothes Drying | Gas | $/device | 660 | 660 | 660 | 660 | 660 | 660 | 660 | 660 | 660 | 660 | 660 | 660 | 660 | 660 | 660 | 660 | 660 | 660 | 660 | 660 | 660 | 660 | 660 | 660 | 660 | 660 | 660 | 660 | 660 | 660 | 660 | 660 | 660
Residential Clothes Washing |  |  | 0 | 0 | 0 | 0 | 0 | 0 | 0 | 0 | 0 | 0 | 0 | 0 | 0 | 0 | 0 | 0 | 0 | 0 | 0 | 0 | 0 | 0 | 0 | 0 | 0 | 0 | 0 | 0 | 0 | 0 | 0 | 0 | 0
Residential Clothes Washing | Efficient Electric | $/device | 1087.5 | 1087.5 | 1237.5 | 1237.5 | 1237.5 | 1237.5 | 1237.5 | 1237.5 | 1237.5 | 1237.5 | 1237.5 | 1237.5 | 1237.5 | 1237.5 | 1237.5 | 1237.5 | 1237.5 | 1237.5 | 1237.5 | 1237.5 | 1237.5 | 1237.5 | 1237.5 | 1237.5 | 1237.5 | 1237.5 | 1237.5 | 1237.5 | 1237.5 | 1237.5 | 1237.5 | 1237.5 | 1237.5
Residential Clothes Washing | Electric | $/device | 825 | 825 | 825 | 825 | 825 | 825 | 825 | 825 | 825 | 825 | 825 | 825 | 900 | 900 | 900 | 900 | 900 | 900 | 900 | 900 | 900 | 900 | 900 | 900 | 900 | 900 | 900 | 900 | 900 | 900 | 900 | 900 | 900
Residential Cooking |  |  | 0 | 0 | 0 | 0 | 0 | 0 | 0 | 0 | 0 | 0 | 0 | 0 | 0 | 0 | 0 | 0 | 0 | 0 | 0 | 0 | 0 | 0 | 0 | 0 | 0 | 0 | 0 | 0 | 0 | 0 | 0 | 0 | 0
Residential Cooking | Efficient Gas Stove | $/device | 407 | 407 | 407 | 407 | 407 | 407 | 407 | 407 | 407 | 407 | 407 | 407 | 407 | 407 | 407 | 407 | 407 | 407 | 407 | 407 | 407 | 407 | 407 | 407 | 407 | 407 | 407 | 407 | 407 | 407 | 407 | 407 | 407
Residential Cooking | Electric Resistance Stove | $/device | 370 | 370 | 370 | 370 | 370 | 370 | 370 | 370 | 370 | 370 | 370 | 370 | 370 | 370 | 370 | 370 | 370 | 370 | 370 | 370 | 370 | 370 | 370 | 370 | 370 | 370 | 370 | 370 | 370 | 370 | 370 | 370 | 370
Residential Cooking | Induction Stove | $/device | 407 | 407 | 407 | 407 | 407 | 407 | 407 | 407 | 407 | 407 | 407 | 407 | 407 | 407 | 407 | 407 | 407 | 407 | 407 | 407 | 407 | 407 | 407 | 407 | 407 | 407 | 407 | 407 | 407 | 407 | 407 | 407 | 407
Residential Cooking | LPG Stove | $/device | 370 | 370 | 370 | 370 | 370 | 370 | 370 | 370 | 370 | 370 | 370 | 370 | 370 | 370 | 370 | 370 | 370 | 370 | 370 | 370 | 370 | 370 | 370 | 370 | 370 | 370 | 370 | 370 | 370 | 370 | 370 | 370 | 370
Residential Cooking | Reference Gas Stove | $/device | 370 | 370 | 370 | 370 | 370 | 370 | 370 | 370 | 370 | 370 | 370 | 370 | 370 | 370 | 370 | 370 | 370 | 370 | 370 | 370 | 370 | 370 | 370 | 370 | 370 | 370 | 370 | 370 | 370 | 370 | 370 | 370 | 370
Residential Dishwashing |  |  | 0 | 0 | 0 | 0 | 0 | 0 | 0 | 0 | 0 | 0 | 0 | 0 | 0 | 0 | 0 | 0 | 0 | 0 | 0 | 0 | 0 | 0 | 0 | 0 | 0 | 0 | 0 | 0 | 0 | 0 | 0 | 0 | 0
Residential Dishwashing | Efficient Electric | $/device | 555 | 555 | 555 | 555 | 555 | 555 | 555 | 555 | 555 | 555 | 555 | 555 | 555 | 555 | 555 | 555 | 555 | 555 | 555 | 555 | 555 | 555 | 555 | 555 | 555 | 555 | 555 | 555 | 555 | 555 | 555 | 555 | 555
Residential Dishwashing | Electric | $/device | 485 | 485 | 485 | 485 | 485 | 485 | 485 | 485 | 485 | 485 | 485 | 485 | 485 | 485 | 485 | 485 | 485 | 485 | 485 | 485 | 485 | 485 | 485 | 485 | 485 | 485 | 485 | 485 | 485 | 485 | 485 | 485 | 485
Residential Exterior Lighting |  |  | 0 | 0 | 0 | 0 | 0 | 0 | 0 | 0 | 0 | 0 | 0 | 0 | 0 | 0 | 0 | 0 | 0 | 0 | 0 | 0 | 0 | 0 | 0 | 0 | 0 | 0 | 0 | 0 | 0 | 0 | 0 | 0 | 0
Residential Exterior Lighting | CFL Exterior | $/device | 6.102 | 6.086 | 6.07 | 6.055 | 6.04 | 6.025 | 6.01 | 5.995 | 5.98 | 5.965 | 5.95 | 5.935 | 5.92 | 5.905 | 5.89 | 5.875 | 5.86 | 5.845 | 5.83 | 5.815 | 5.8 | 5.785 | 5.77 | 5.77 | 5.77 | 5.77 | 5.77 | 5.77 | 5.77 | 5.77 | 5.77 | 5.77 | 5.77
Residential Exterior Lighting | Halogen Exterior | $/device | 11 | 10.5 | 10 | 10 | 10 | 10 | 10 | 10 | 10 | 10 | 10 | 10 | 10 | 10 | 10 | 10 | 10 | 10 | 10 | 10 | 10 | 10 | 10 | 10 | 10 | 10 | 10 | 10 | 10 | 10 | 10 | 10 | 10
Residential Exterior Lighting | Incandescent Exterior | $/device | 4.192 | 4.366 | 4.54 | 4.529 | 4.518 | 4.507 | 4.496 | 4.485 | 4.474 | 4.463 | 4.452 | 4.441 | 4.43 | 4.418 | 4.406 | 4.394 | 4.382 | 4.37 | 4.358 | 4.346 | 4.334 | 4.322 | 4.31 | 4.31 | 4.31 | 4.31 | 4.31 | 4.31 | 4.31 | 4.31 | 4.31 | 4.31 | 4.31
Residential Exterior Lighting | LED Exterior | $/device | 14.848 | 11.534 | 8.22 | 7.985 | 7.75 | 7.515 | 7.28 | 7.045 | 6.81 | 6.575 | 6.34 | 6.105 | 5.87 | 5.87 | 5.87 | 5.87 | 5.87 | 5.87 | 5.87 | 5.87 | 5.87 | 5.87 | 5.87 | 5.87 | 5.87 | 5.87 | 5.87 | 5.87 | 5.87 | 5.87 | 5.87 | 5.87 | 5.87
Residential Freezing |  |  | 0 | 0 | 0 | 0 | 0 | 0 | 0 | 0 | 0 | 0 | 0 | 0 | 0 | 0 | 0 | 0 | 0 | 0 | 0 | 0 | 0 | 0 | 0 | 0 | 0 | 0 | 0 | 0 | 0 | 0 | 0 | 0 | 0
Residential Freezing | Efficient Electric | $/device | 31.1765 | 31.3015 | 31.4265 | 31.4265 | 31.4265 | 31.4265 | 31.4265 | 31.4265 | 31.4265 | 31.4265 | 31.4265 | 31.4265 | 31.4265 | 31.4265 | 31.4265 | 31.4265 | 31.4265 | 31.4265 | 31.4265 | 31.4265 | 31.4265 | 31.4265 | 31.4265 | 31.4265 | 31.4265 | 31.4265 | 31.4265 | 31.4265 | 31.4265 | 31.4265 | 31.4265 | 31.4265 | 31.4265
Residential Freezing | Electric | $/device | 24.9765 | 25.0765 | 25.1765 | 25.1765 | 25.1765 | 25.1765 | 25.1765 | 25.1765 | 25.1765 | 25.1765 | 25.1765 | 25.1765 | 25.1765 | 25.1765 | 25.1765 | 25.1765 | 25.1765 | 25.1765 | 25.1765 | 25.1765 | 25.1765 | 25.1765 | 25.1765 | 25.1765 | 25.1765 | 25.1765 | 25.1765 | 25.1765 | 25.1765 | 25.1765 | 25.1765 | 25.1765 | 25.1765
Residential General Service Lighting |  |  | 0 | 0 | 0 | 0 | 0 | 0 | 0 | 0 | 0 | 0 | 0 | 0 | 0 | 0 | 0 | 0 | 0 | 0 | 0 | 0 | 0 | 0 | 0 | 0 | 0 | 0 | 0 | 0 | 0 | 0 | 0 | 0 | 0
Residential General Service Lighting | CFL GSL | $/device | 2.282 | 2.276 | 2.27 | 2.264 | 2.258 | 2.252 | 2.246 | 2.24 | 2.234 | 2.228 | 2.222 | 2.216 | 2.21 | 2.205 | 2.2 | 2.195 | 2.19 | 2.185 | 2.18 | 2.175 | 2.17 | 2.165 | 2.16 | 2.16 | 2.16 | 2.16 | 2.16 | 2.16 | 2.16 | 2.16 | 2.16 | 2.16 | 2.16
Residential General Service Lighting | Incandescent GSL | $/device | 1.71 | 1.71 | 1.71 | 1.71 | 1.71 | 1.71 | 1.71 | 1.71 | 1.71 | 1.71 | 1.71 | 1.71 | 1.71 | 1.71 | 1.71 | 1.71 | 1.71 | 1.71 | 1.71 | 1.71 | 1.71 | 1.71 | 1.71 | 1.71 | 1.71 | 1.71 | 1.71 | 1.71 | 1.71 | 1.71 | 1.71 | 1.71 | 1.71
Residential General Service Lighting | LED GSL | $/device | 5.416 | 4.668 | 3.92 | 3.763 | 3.606 | 3.449 | 3.292 | 3.135 | 2.978 | 2.821 | 2.664 | 2.507 | 2.35 | 2.35 | 2.35 | 2.35 | 2.35 | 2.35 | 2.35 | 2.35 | 2.35 | 2.35 | 2.35 | 2.35 | 2.35 | 2.35 | 2.35 | 2.35 | 2.35 | 2.35 | 2.35 | 2.35 | 2.35
Residential Linear Fluorescent Lighting |  |  | 0 | 0 | 0 | 0 | 0 | 0 | 0 | 0 | 0 | 0 | 0 | 0 | 0 | 0 | 0 | 0 | 0 | 0 | 0 | 0 | 0 | 0 | 0 | 0 | 0 | 0 | 0 | 0 | 0 | 0 | 0 | 0 | 0
Residential Linear Fluorescent Lighting | LED Linear Fluorescent | $/device | 15 | 15 | 15 | 14.7 | 14.4 | 14.1 | 13.8 | 13.5 | 13.2 | 12.9 | 12.6 | 12.3 | 12 | 12 | 12 | 12 | 12 | 12 | 12 | 12 | 12 | 12 | 12 | 12 | 12 | 12 | 12 | 12 | 12 | 12 | 12 | 12 | 12
Residential Linear Fluorescent Lighting | T08 Linear Fluorescent | $/device | 5.79 | 5.79 | 5.79 | 5.79 | 5.79 | 5.79 | 5.79 | 5.79 | 5.79 | 5.79 | 5.79 | 5.79 | 5.79 | 5.79 | 5.79 | 5.79 | 5.79 | 5.79 | 5.79 | 5.79 | 5.79 | 5.79 | 5.79 | 5.79 | 5.79 | 5.79 | 5.79 | 5.79 | 5.79 | 5.79 | 5.79 | 5.79 | 5.79
Residential Linear Fluorescent Lighting | T12 Linear Fluorescent | $/device | 2.688 | 2.694 | 2.7 | 2.6955 | 2.691 | 2.6865 | 2.682 | 2.6775 | 2.673 | 2.6685 | 2.664 | 2.6595 | 2.655 | 2.6505 | 2.646 | 2.6415 | 2.637 | 2.6325 | 2.628 | 2.6235 | 2.619 | 2.6145 | 2.61 | 2.61 | 2.61 | 2.61 | 2.61 | 2.61 | 2.61 | 2.61 | 2.61 | 2.61 | 2.61
Residential Space Heating _ Single Family |  |  | 0 | 0 | 0 | 0 | 0 | 0 | 0 | 0 | 0 | 0 | 0 | 0 | 0 | 0 | 0 | 0 | 0 | 0 | 0 | 0 | 0 | 0 | 0 | 0 | 0 | 0 | 0 | 0 | 0 | 0 | 0 | 0 | 0
Residential Space Heating _ Single Family | Distillate Boiler | $/device | 9260 | 9260 | 9260 | 9290 | 9320 | 9350 | 9380 | 9410 | 9440 | 9470 | 9500 | 9530 | 9560 | 9560 | 9560 | 9560 | 9560 | 9560 | 9560 | 9560 | 9560 | 9560 | 9560 | 9560 | 9560 | 9560 | 9560 | 9560 | 9560 | 9560 | 9560 | 9560 | 9560
Residential Space Heating _ Single Family | Distillate Furnace | $/device | 4190 | 4190 | 4190 | 4200 | 4210 | 4220 | 4230 | 4240 | 4250 | 4260 | 4270 | 4280 | 4290 | 4290 | 4290 | 4290 | 4290 | 4290 | 4290 | 4290 | 4290 | 4290 | 4290 | 4290 | 4290 | 4290 | 4290 | 4290 | 4290 | 4290 | 4290 | 4290 | 4290
Residential Space Heating _ Single Family | Air Source Heat Pump | $/device | 14678 | 14678 | 14678 | 14678 | 14678 | 14678 | 14678 | 14678 | 14678 | 14678 | 14678 | 14678 | 14678 | 14678 | 14678 | 14678 | 14678 | 14678 | 14678 | 14678 | 14678 | 14678 | 14678 | 14678 | 14678 | 14678 | 14678 | 14678 | 14678 | 14678 | 14678 | 14678 | 14678
Residential Space Heating _ Single Family | Efficient Distillate Boiler | $/device | 11585 | 11585 | 11585 | 11585 | 11585 | 11585 | 11585 | 11585 | 11585 | 11585 | 11585 | 11585 | 11585 | 11585 | 11585 | 11585 | 11585 | 11585 | 11585 | 11585 | 11585 | 11585 | 11585 | 11585 | 11585 | 11585 | 11585 | 11585 | 11585 | 11585 | 11585 | 11585 | 11585
Residential Space Heating _ Single Family | Efficient Distillate Furnace | $/device | 6515 | 6515 | 6515 | 6515 | 6515 | 6515 | 6515 | 6515 | 6515 | 6515 | 6515 | 6515 | 6515 | 6515 | 6515 | 6515 | 6515 | 6515 | 6515 | 6515 | 6515 | 6515 | 6515 | 6515 | 6515 | 6515 | 6515 | 6515 | 6515 | 6515 | 6515 | 6515 | 6515
Residential Space Heating _ Single Family | Efficient Gas Boiler | $/device | 8975 | 8975 | 8975 | 8975 | 8975 | 8975 | 8975 | 8975 | 8975 | 8975 | 8975 | 8975 | 8975 | 8975 | 8975 | 8975 | 8975 | 8975 | 8975 | 8975 | 8975 | 8975 | 8975 | 8975 | 8975 | 8975 | 8975 | 8975 | 8975 | 8975 | 8975 | 8975 | 8975
Residential Space Heating _ Single Family | Efficient Gas Furnace | $/device | 3085 | 3085 | 3085 | 3085 | 3085 | 3085 | 3085 | 3085 | 3085 | 3085 | 3085 | 3085 | 3085 | 3085 | 3085 | 3085 | 3085 | 3085 | 3085 | 3085 | 3085 | 3085 | 3085 | 3085 | 3085 | 3085 | 3085 | 3085 | 3085 | 3085 | 3085 | 3085 | 3085
Residential Space Heating _ Single Family | Electric Resistance | $/device | 1140 | 1140 | 1140 | 1140 | 1140 | 1140 | 1140 | 1140 | 1140 | 1140 | 1140 | 1140 | 1140 | 1140 | 1140 | 1140 | 1140 | 1140 | 1140 | 1140 | 1140 | 1140 | 1140 | 1140 | 1140 | 1140 | 1140 | 1140 | 1140 | 1140 | 1140 | 1140 | 1140
Residential Space Heating _ Single Family | Gas Boiler | $/device | 7645 | 7785 | 7925 | 7925 | 7925 | 7925 | 7925 | 7925 | 7925 | 7925 | 7925 | 7925 | 7925 | 7925 | 7925 | 7925 | 7925 | 7925 | 7925 | 7925 | 7925 | 7925 | 7925 | 7925 | 7925 | 7925 | 7925 | 7925 | 7925 | 7925 | 7925 | 7925 | 7925
Residential Space Heating _ Single Family | Gas Furnace | $/device | 2705 | 2755 | 2805 | 2805 | 2805 | 2805 | 2805 | 2805 | 2805 | 2805 | 2805 | 2805 | 2805 | 2805 | 2805 | 2805 | 2805 | 2805 | 2805 | 2805 | 2805 | 2805 | 2805 | 2805 | 2805 | 2805 | 2805 | 2805 | 2805 | 2805 | 2805 | 2805 | 2805
Residential Space Heating _ Single Family | Hybrid Oil Electric Heat Pump | $/device | 14678 | 14678 | 14678 | 14678 | 14678 | 14678 | 14678 | 14678 | 14678 | 14678 | 14678 | 14678 | 14678 | 14678 | 14678 | 14678 | 14678 | 14678 | 14678 | 14678 | 14678 | 14678 | 14678 | 14678 | 14678 | 14678 | 14678 | 14678 | 14678 | 14678 | 14678 | 14678 | 14678
Residential Space Heating _ Single Family | Ground Source Heat Pump | $/device | 34082 | 34082 | 34082 | 34082 | 34082 | 34082 | 34082 | 34082 | 34082 | 34082 | 34082 | 34082 | 34082 | 34082 | 34082 | 34082 | 34082 | 34082 | 34082 | 34082 | 34082 | 34082 | 34082 | 34082 | 34082 | 34082 | 34082 | 34082 | 34082 | 34082 | 34082 | 34082 | 34082
Residential Space Heating _ Single Family | Hybrid Gas Electric Heat Pump | $/device | 14678 | 14678 | 14678 | 14678 | 14678 | 14678 | 14678 | 14678 | 14678 | 14678 | 14678 | 14678 | 14678 | 14678 | 14678 | 14678 | 14678 | 14678 | 14678 | 14678 | 14678 | 14678 | 14678 | 14678 | 14678 | 14678 | 14678 | 14678 | 14678 | 14678 | 14678 | 14678 | 14678
Residential Space Heating _ Single Family | LPG Furnace | $/device | 4190 | 4190 | 4190 | 4200 | 4210 | 4220 | 4230 | 4240 | 4250 | 4260 | 4270 | 4280 | 4290 | 4290 | 4290 | 4290 | 4290 | 4290 | 4290 | 4290 | 4290 | 4290 | 4290 | 4290 | 4290 | 4290 | 4290 | 4290 | 4290 | 4290 | 4290 | 4290 | 4290
Residential Space Heating _ Single Family | Wood Stoves | $/device | 7550 | 7550 | 7550 | 7550 | 7550 | 7550 | 7550 | 7550 | 7550 | 7550 | 7550 | 7550 | 7550 | 7550 | 7550 | 7550 | 7550 | 7550 | 7550 | 7550 | 7550 | 7550 | 7550 | 7550 | 7550 | 7550 | 7550 | 7550 | 7550 | 7550 | 7550 | 7550 | 7550
Residential Space Heating _ Small Multi Family |  |  | 0 | 0 | 0 | 0 | 0 | 0 | 0 | 0 | 0 | 0 | 0 | 0 | 0 | 0 | 0 | 0 | 0 | 0 | 0 | 0 | 0 | 0 | 0 | 0 | 0 | 0 | 0 | 0 | 0 | 0 | 0 | 0 | 0
Residential Space Heating _ Small Multi Family | Distillate Boiler | $/device | 9260 | 9260 | 9260 | 9290 | 9320 | 9350 | 9380 | 9410 | 9440 | 9470 | 9500 | 9530 | 9560 | 9560 | 9560 | 9560 | 9560 | 9560 | 9560 | 9560 | 9560 | 9560 | 9560 | 9560 | 9560 | 9560 | 9560 | 9560 | 9560 | 9560 | 9560 | 9560 | 9560
Residential Space Heating _ Small Multi Family | Distillate Furnace | $/device | 4190 | 4190 | 4190 | 4200 | 4210 | 4220 | 4230 | 4240 | 4250 | 4260 | 4270 | 4280 | 4290 | 4290 | 4290 | 4290 | 4290 | 4290 | 4290 | 4290 | 4290 | 4290 | 4290 | 4290 | 4290 | 4290 | 4290 | 4290 | 4290 | 4290 | 4290 | 4290 | 4290
Residential Space Heating _ Small Multi Family | Air Source Heat Pump | $/device | 13643 | 13643 | 13643 | 13643 | 13643 | 13643 | 13643 | 13643 | 13643 | 13643 | 13643 | 13643 | 13643 | 13643 | 13643 | 13643 | 13643 | 13643 | 13643 | 13643 | 13643 | 13643 | 13643 | 13643 | 13643 | 13643 | 13643 | 13643 | 13643 | 13643 | 13643 | 13643 | 13643
Residential Space Heating _ Small Multi Family | Efficient Distillate Boiler | $/device | 11585 | 11585 | 11585 | 11585 | 11585 | 11585 | 11585 | 11585 | 11585 | 11585 | 11585 | 11585 | 11585 | 11585 | 11585 | 11585 | 11585 | 11585 | 11585 | 11585 | 11585 | 11585 | 11585 | 11585 | 11585 | 11585 | 11585 | 11585 | 11585 | 11585 | 11585 | 11585 | 11585
Residential Space Heating _ Small Multi Family | Efficient Distillate Furnace | $/device | 6515 | 6515 | 6515 | 6515 | 6515 | 6515 | 6515 | 6515 | 6515 | 6515 | 6515 | 6515 | 6515 | 6515 | 6515 | 6515 | 6515 | 6515 | 6515 | 6515 | 6515 | 6515 | 6515 | 6515 | 6515 | 6515 | 6515 | 6515 | 6515 | 6515 | 6515 | 6515 | 6515
Residential Space Heating _ Small Multi Family | Efficient Gas Boiler | $/device | 8975 | 8975 | 8975 | 8975 | 8975 | 8975 | 8975 | 8975 | 8975 | 8975 | 8975 | 8975 | 8975 | 8975 | 8975 | 8975 | 8975 | 8975 | 8975 | 8975 | 8975 | 8975 | 8975 | 8975 | 8975 | 8975 | 8975 | 8975 | 8975 | 8975 | 8975 | 8975 | 8975
Residential Space Heating _ Small Multi Family | Efficient Gas Furnace | $/device | 3085 | 3085 | 3085 | 3085 | 3085 | 3085 | 3085 | 3085 | 3085 | 3085 | 3085 | 3085 | 3085 | 3085 | 3085 | 3085 | 3085 | 3085 | 3085 | 3085 | 3085 | 3085 | 3085 | 3085 | 3085 | 3085 | 3085 | 3085 | 3085 | 3085 | 3085 | 3085 | 3085
Residential Space Heating _ Small Multi Family | Electric Resistance | $/device | 1140 | 1140 | 1140 | 1140 | 1140 | 1140 | 1140 | 1140 | 1140 | 1140 | 1140 | 1140 | 1140 | 1140 | 1140 | 1140 | 1140 | 1140 | 1140 | 1140 | 1140 | 1140 | 1140 | 1140 | 1140 | 1140 | 1140 | 1140 | 1140 | 1140 | 1140 | 1140 | 1140
Residential Space Heating _ Small Multi Family | Gas Boiler | $/device | 7645 | 7785 | 7925 | 7925 | 7925 | 7925 | 7925 | 7925 | 7925 | 7925 | 7925 | 7925 | 7925 | 7925 | 7925 | 7925 | 7925 | 7925 | 7925 | 7925 | 7925 | 7925 | 7925 | 7925 | 7925 | 7925 | 7925 | 7925 | 7925 | 7925 | 7925 | 7925 | 7925
Residential Space Heating _ Small Multi Family | Gas Furnace | $/device | 2705 | 2755 | 2805 | 2805 | 2805 | 2805 | 2805 | 2805 | 2805 | 2805 | 2805 | 2805 | 2805 | 2805 | 2805 | 2805 | 2805 | 2805 | 2805 | 2805 | 2805 | 2805 | 2805 | 2805 | 2805 | 2805 | 2805 | 2805 | 2805 | 2805 | 2805 | 2805 | 2805
Residential Space Heating _ Small Multi Family | Hybrid Oil Electric Heat Pump | $/device | 13643 | 13643 | 13643 | 13643 | 13643 | 13643 | 13643 | 13643 | 13643 | 13643 | 13643 | 13643 | 13643 | 13643 | 13643 | 13643 | 13643 | 13643 | 13643 | 13643 | 13643 | 13643 | 13643 | 13643 | 13643 | 13643 | 13643 | 13643 | 13643 | 13643 | 13643 | 13643 | 13643
Residential Space Heating _ Small Multi Family | Ground Source Heat Pump | $/device | 25515 | 25515 | 25515 | 25515 | 25515 | 25515 | 25515 | 25515 | 25515 | 25515 | 25515 | 25515 | 25515 | 25515 | 25515 | 25515 | 25515 | 25515 | 25515 | 25515 | 25515 | 25515 | 25515 | 25515 | 25515 | 25515 | 25515 | 25515 | 25515 | 25515 | 25515 | 25515 | 25515
Residential Space Heating _ Small Multi Family | Hybrid Gas Electric Heat Pump | $/device | 13643 | 13643 | 13643 | 13643 | 13643 | 13643 | 13643 | 13643 | 13643 | 13643 | 13643 | 13643 | 13643 | 13643 | 13643 | 13643 | 13643 | 13643 | 13643 | 13643 | 13643 | 13643 | 13643 | 13643 | 13643 | 13643 | 13643 | 13643 | 13643 | 13643 | 13643 | 13643 | 13643
Residential Space Heating _ Small Multi Family | LPG Furnace | $/device | 4190 | 4190 | 4190 | 4200 | 4210 | 4220 | 4230 | 4240 | 4250 | 4260 | 4270 | 4280 | 4290 | 4290 | 4290 | 4290 | 4290 | 4290 | 4290 | 4290 | 4290 | 4290 | 4290 | 4290 | 4290 | 4290 | 4290 | 4290 | 4290 | 4290 | 4290 | 4290 | 4290
Residential Space Heating _ Small Multi Family | Wood Stoves | $/device | 7550 | 7550 | 7550 | 7550 | 7550 | 7550 | 7550 | 7550 | 7550 | 7550 | 7550 | 7550 | 7550 | 7550 | 7550 | 7550 | 7550 | 7550 | 7550 | 7550 | 7550 | 7550 | 7550 | 7550 | 7550 | 7550 | 7550 | 7550 | 7550 | 7550 | 7550 | 7550 | 7550
Residential Space Heating _ Large Multi Family |  |  | 0 | 0 | 0 | 0 | 0 | 0 | 0 | 0 | 0 | 0 | 0 | 0 | 0 | 0 | 0 | 0 | 0 | 0 | 0 | 0 | 0 | 0 | 0 | 0 | 0 | 0 | 0 | 0 | 0 | 0 | 0 | 0 | 0
Residential Space Heating _ Large Multi Family | Distillate Boiler | $/device | 9260 | 9260 | 9260 | 9290 | 9320 | 9350 | 9380 | 9410 | 9440 | 9470 | 9500 | 9530 | 9560 | 9560 | 9560 | 9560 | 9560 | 9560 | 9560 | 9560 | 9560 | 9560 | 9560 | 9560 | 9560 | 9560 | 9560 | 9560 | 9560 | 9560 | 9560 | 9560 | 9560
Residential Space Heating _ Large Multi Family | Distillate Furnace | $/device | 4190 | 4190 | 4190 | 4200 | 4210 | 4220 | 4230 | 4240 | 4250 | 4260 | 4270 | 4280 | 4290 | 4290 | 4290 | 4290 | 4290 | 4290 | 4290 | 4290 | 4290 | 4290 | 4290 | 4290 | 4290 | 4290 | 4290 | 4290 | 4290 | 4290 | 4290 | 4290 | 4290
Residential Space Heating _ Large Multi Family | Air Source Heat Pump | $/device | 26873 | 26873 | 26873 | 26873 | 26873 | 26873 | 26873 | 26873 | 26873 | 26873 | 26873 | 26873 | 26873 | 26873 | 26873 | 26873 | 26873 | 26873 | 26873 | 26873 | 26873 | 26873 | 26873 | 26873 | 26873 | 26873 | 26873 | 26873 | 26873 | 26873 | 26873 | 26873 | 26873
Residential Space Heating _ Large Multi Family | Efficient Distillate Boiler | $/device | 11585 | 11585 | 11585 | 11585 | 11585 | 11585 | 11585 | 11585 | 11585 | 11585 | 11585 | 11585 | 11585 | 11585 | 11585 | 11585 | 11585 | 11585 | 11585 | 11585 | 11585 | 11585 | 11585 | 11585 | 11585 | 11585 | 11585 | 11585 | 11585 | 11585 | 11585 | 11585 | 11585
Residential Space Heating _ Large Multi Family | Efficient Distillate Furnace | $/device | 6515 | 6515 | 6515 | 6515 | 6515 | 6515 | 6515 | 6515 | 6515 | 6515 | 6515 | 6515 | 6515 | 6515 | 6515 | 6515 | 6515 | 6515 | 6515 | 6515 | 6515 | 6515 | 6515 | 6515 | 6515 | 6515 | 6515 | 6515 | 6515 | 6515 | 6515 | 6515 | 6515
Residential Space Heating _ Large Multi Family | Efficient Gas Boiler | $/device | 8975 | 8975 | 8975 | 8975 | 8975 | 8975 | 8975 | 8975 | 8975 | 8975 | 8975 | 8975 | 8975 | 8975 | 8975 | 8975 | 8975 | 8975 | 8975 | 8975 | 8975 | 8975 | 8975 | 8975 | 8975 | 8975 | 8975 | 8975 | 8975 | 8975 | 8975 | 8975 | 8975
Residential Space Heating _ Large Multi Family | Efficient Gas Furnace | $/device | 3085 | 3085 | 3085 | 3085 | 3085 | 3085 | 3085 | 3085 | 3085 | 3085 | 3085 | 3085 | 3085 | 3085 | 3085 | 3085 | 3085 | 3085 | 3085 | 3085 | 3085 | 3085 | 3085 | 3085 | 3085 | 3085 | 3085 | 3085 | 3085 | 3085 | 3085 | 3085 | 3085
Residential Space Heating _ Large Multi Family | Electric Resistance | $/device | 1140 | 1140 | 1140 | 1140 | 1140 | 1140 | 1140 | 1140 | 1140 | 1140 | 1140 | 1140 | 1140 | 1140 | 1140 | 1140 | 1140 | 1140 | 1140 | 1140 | 1140 | 1140 | 1140 | 1140 | 1140 | 1140 | 1140 | 1140 | 1140 | 1140 | 1140 | 1140 | 1140
Residential Space Heating _ Large Multi Family | Gas Boiler | $/device | 7645 | 7785 | 7925 | 7925 | 7925 | 7925 | 7925 | 7925 | 7925 | 7925 | 7925 | 7925 | 7925 | 7925 | 7925 | 7925 | 7925 | 7925 | 7925 | 7925 | 7925 | 7925 | 7925 | 7925 | 7925 | 7925 | 7925 | 7925 | 7925 | 7925 | 7925 | 7925 | 7925
Residential Space Heating _ Large Multi Family | Gas Furnace | $/device | 2705 | 2755 | 2805 | 2805 | 2805 | 2805 | 2805 | 2805 | 2805 | 2805 | 2805 | 2805 | 2805 | 2805 | 2805 | 2805 | 2805 | 2805 | 2805 | 2805 | 2805 | 2805 | 2805 | 2805 | 2805 | 2805 | 2805 | 2805 | 2805 | 2805 | 2805 | 2805 | 2805
Residential Space Heating _ Large Multi Family | Hybrid Oil Electric Heat Pump | $/device | 26873 | 26873 | 26873 | 26873 | 26873 | 26873 | 26873 | 26873 | 26873 | 26873 | 26873 | 26873 | 26873 | 26873 | 26873 | 26873 | 26873 | 26873 | 26873 | 26873 | 26873 | 26873 | 26873 | 26873 | 26873 | 26873 | 26873 | 26873 | 26873 | 26873 | 26873 | 26873 | 26873
Residential Space Heating _ Large Multi Family | Ground Source Heat Pump | $/device | 39974 | 39974 | 39974 | 39974 | 39974 | 39974 | 39974 | 39974 | 39974 | 39974 | 39974 | 39974 | 39974 | 39974 | 39974 | 39974 | 39974 | 39974 | 39974 | 39974 | 39974 | 39974 | 39974 | 39974 | 39974 | 39974 | 39974 | 39974 | 39974 | 39974 | 39974 | 39974 | 39974
Residential Space Heating _ Large Multi Family | Hybrid Gas Electric Heat Pump | $/device | 26873 | 26873 | 26873 | 26873 | 26873 | 26873 | 26873 | 26873 | 26873 | 26873 | 26873 | 26873 | 26873 | 26873 | 26873 | 26873 | 26873 | 26873 | 26873 | 26873 | 26873 | 26873 | 26873 | 26873 | 26873 | 26873 | 26873 | 26873 | 26873 | 26873 | 26873 | 26873 | 26873
Residential Space Heating _ Large Multi Family | LPG Furnace | $/device | 4190 | 4190 | 4190 | 4200 | 4210 | 4220 | 4230 | 4240 | 4250 | 4260 | 4270 | 4280 | 4290 | 4290 | 4290 | 4290 | 4290 | 4290 | 4290 | 4290 | 4290 | 4290 | 4290 | 4290 | 4290 | 4290 | 4290 | 4290 | 4290 | 4290 | 4290 | 4290 | 4290
Residential Space Heating _ Large Multi Family | Wood Stoves | $/device | 7550 | 7550 | 7550 | 7550 | 7550 | 7550 | 7550 | 7550 | 7550 | 7550 | 7550 | 7550 | 7550 | 7550 | 7550 | 7550 | 7550 | 7550 | 7550 | 7550 | 7550 | 7550 | 7550 | 7550 | 7550 | 7550 | 7550 | 7550 | 7550 | 7550 | 7550 | 7550 | 7550
Residential Reflector Lighting |  |  | 0 | 0 | 0 | 0 | 0 | 0 | 0 | 0 | 0 | 0 | 0 | 0 | 0 | 0 | 0 | 0 | 0 | 0 | 0 | 0 | 0 | 0 | 0 | 0 | 0 | 0 | 0 | 0 | 0 | 0 | 0 | 0 | 0
Residential Reflector Lighting | CFL Reflector | $/device | 6.082 | 6.076 | 6.07 | 6.055 | 6.04 | 6.025 | 6.01 | 5.995 | 5.98 | 5.965 | 5.95 | 5.935 | 5.92 | 5.905 | 5.89 | 5.875 | 5.86 | 5.845 | 5.83 | 5.815 | 5.8 | 5.785 | 5.77 | 5.77 | 5.77 | 5.77 | 5.77 | 5.77 | 5.77 | 5.77 | 5.77 | 5.77 | 5.77
Residential Reflector Lighting | Halogen Reflector | $/device | 5.87 | 5.86 | 5.85 | 5.835 | 5.82 | 5.805 | 5.79 | 5.775 | 5.76 | 5.745 | 5.73 | 5.715 | 5.7 | 5.685 | 5.67 | 5.655 | 5.64 | 5.625 | 5.61 | 5.595 | 5.58 | 5.565 | 5.55 | 5.55 | 5.55 | 5.55 | 5.55 | 5.55 | 5.55 | 5.55 | 5.55 | 5.55 | 5.55
Residential Reflector Lighting | Incandescent Reflector | $/device | 3.268 | 3.2573 | 3.2467 | 3.236 | 3.2253 | 3.2147 | 3.204 | 3.1933 | 3.1827 | 3.172 | 3.1613 | 3.1507 | 3.14 | 3.132 | 3.124 | 3.116 | 3.108 | 3.1 | 3.092 | 3.084 | 3.076 | 3.068 | 3.06 | 3.06 | 3.06 | 3.06 | 3.06 | 3.06 | 3.06 | 3.06 | 3.06 | 3.06 | 3.06
Residential Reflector Lighting | LED Reflector | $/device | 12.374 | 9.612 | 6.85 | 6.655 | 6.46 | 6.265 | 6.07 | 5.875 | 5.68 | 5.485 | 5.29 | 5.095 | 4.9 | 4.9 | 4.9 | 4.9 | 4.9 | 4.9 | 4.9 | 4.9 | 4.9 | 4.9 | 4.9 | 4.9 | 4.9 | 4.9 | 4.9 | 4.9 | 4.9 | 4.9 | 4.9 | 4.9 | 4.9
Residential Refrigeration |  |  | 0 | 0 | 0 | 0 | 0 | 0 | 0 | 0 | 0 | 0 | 0 | 0 | 0 | 0 | 0 | 0 | 0 | 0 | 0 | 0 | 0 | 0 | 0 | 0 | 0 | 0 | 0 | 0 | 0 | 0 | 0 | 0 | 0
Residential Refrigeration | Efficient Electric | $/device | 1389.9537 | 1389.9537 | 1389.9537 | 1389.9537 | 1389.9537 | 1389.9537 | 1389.9537 | 1389.9537 | 1389.9537 | 1389.9537 | 1389.9537 | 1389.9537 | 1389.9537 | 1389.9537 | 1389.9537 | 1389.9537 | 1389.9537 | 1389.9537 | 1389.9537 | 1389.9537 | 1389.9537 | 1389.9537 | 1389.9537 | 1389.9537 | 1389.9537 | 1389.9537 | 1389.9537 | 1389.9537 | 1389.9537 | 1389.9537 | 1389.9537 | 1389.9537 | 1389.9537
Residential Refrigeration | Electric | $/device | 900.4737 | 900.4737 | 900.4737 | 908.3637 | 916.2537 | 924.1437 | 932.0337 | 939.9237 | 947.8137 | 955.7037 | 963.5937 | 971.4837 | 979.3737 | 979.3737 | 979.3737 | 979.3737 | 979.3737 | 979.3737 | 979.3737 | 979.3737 | 979.3737 | 979.3737 | 979.3737 | 979.3737 | 979.3737 | 979.3737 | 979.3737 | 979.3737 | 979.3737 | 979.3737 | 979.3737 | 979.3737 | 979.3737
Residential Water Heating |  |  | 0 | 0 | 0 | 0 | 0 | 0 | 0 | 0 | 0 | 0 | 0 | 0 | 0 | 0 | 0 | 0 | 0 | 0 | 0 | 0 | 0 | 0 | 0 | 0 | 0 | 0 | 0 | 0 | 0 | 0 | 0 | 0 | 0
Residential Water Heating | Distillate Storage | $/device | 2717 | 2717 | 2717 | 2717 | 2717 | 2717 | 2717 | 2717 | 2717 | 2717 | 2717 | 2717 | 2717 | 2717 | 2717 | 2717 | 2717 | 2717 | 2717 | 2717 | 2717 | 2717 | 2717 | 2717 | 2717 | 2717 | 2717 | 2717 | 2717 | 2717 | 2717 | 2717 | 2717
Residential Water Heating | Efficient Gas Instant | $/device | 2535 | 2535 | 2535 | 2535 | 2535 | 2535 | 2535 | 2535 | 2535 | 2535 | 2535 | 2535 | 2535 | 2535 | 2535 | 2535 | 2535 | 2535 | 2535 | 2535 | 2535 | 2535 | 2535 | 2535 | 2535 | 2535 | 2535 | 2535 | 2535 | 2535 | 2535 | 2535 | 2535
Residential Water Heating | Efficient Gas Storage | $/device | 3093 | 3093 | 3093 | 3093 | 3093 | 3093 | 3093 | 3093 | 3093 | 3093 | 3093 | 3093 | 3093 | 3093 | 3093 | 3093 | 3093 | 3093 | 3093 | 3093 | 3093 | 3093 | 3093 | 3093 | 3093 | 3093 | 3093 | 3093 | 3093 | 3093 | 3093 | 3093 | 3093
Residential Water Heating | Electric Heat Pump Storage | $/device | 3267 | 3267 | 3267 | 3267 | 3267 | 3267 | 3267 | 3267 | 3267 | 3267 | 3267 | 3267 | 3267 | 3267 | 3267 | 3267 | 3267 | 3267 | 3267 | 3267 | 3267 | 3267 | 3267 | 3267 | 3267 | 3267 | 3267 | 3267 | 3267 | 3267 | 3267 | 3267 | 3267
Residential Water Heating | Electric Resistance Storage | $/device | 856 | 856 | 856 | 856 | 856 | 856 | 856 | 856 | 856 | 856 | 856 | 856 | 856 | 856 | 856 | 856 | 856 | 856 | 856 | 856 | 856 | 856 | 856 | 856 | 856 | 856 | 856 | 856 | 856 | 856 | 856 | 856 | 856
Residential Water Heating | Gas Heat Pump Storage | $/device | 3093 | 3093 | 3093 | 3093 | 3093 | 3093 | 3093 | 3093 | 3093 | 3093 | 3093 | 3093 | 3093 | 3093 | 3093 | 3093 | 3093 | 3093 | 3093 | 3093 | 3093 | 3093 | 3093 | 3093 | 3093 | 3093 | 3093 | 3093 | 3093 | 3093 | 3093 | 3093 | 3093
Residential Water Heating | Gas Instant | $/device | 2260 | 2260 | 2260 | 2260 | 2260 | 2260 | 2260 | 2260 | 2260 | 2260 | 2260 | 2260 | 2260 | 2260 | 2260 | 2260 | 2260 | 2260 | 2260 | 2260 | 2260 | 2260 | 2260 | 2260 | 2260 | 2260 | 2260 | 2260 | 2260 | 2260 | 2260 | 2260 | 2260
Residential Water Heating | Gas Storage | $/device | 1939 | 1939 | 1939 | 1939 | 1939 | 1939 | 1939 | 1939 | 1939 | 1939 | 1939 | 1939 | 1939 | 1939 | 1939 | 1939 | 1939 | 1939 | 1939 | 1939 | 1939 | 1939 | 1939 | 1939 | 1939 | 1939 | 1939 | 1939 | 1939 | 1939 | 1939 | 1939 | 1939
Residential Water Heating | LPG Storage | $/device | 2260 | 2260 | 2260 | 2260 | 2260 | 2260 | 2260 | 2260 | 2260 | 2260 | 2260 | 2260 | 2260 | 2260 | 2260 | 2260 | 2260 | 2260 | 2260 | 2260 | 2260 | 2260 | 2260 | 2260 | 2260 | 2260 | 2260 | 2260 | 2260 | 2260 | 2260 | 2260 | 2260
Residential Water Heating | Solar | $/device | 2966 | 2966 | 2966 | 2966 | 2966 | 2966 | 2966 | 2966 | 2966 | 2966 | 2966 | 2966 | 2966 | 2966 | 2966 | 2966 | 2966 | 2966 | 2966 | 2966 | 2966 | 2966 | 2966 | 2966 | 2966 | 2966 | 2966 | 2966 | 2966 | 2966 | 2966 | 2966 | 2966
Residential Buildings - Device Costs: Reference Trajectory
Subsector | Technology | Cost Unit | 2018 | 2019 | 2020 | 2021 | 2022 | 2023 | 2024 | 2025 | 2026 | 2027 | 2028 | 2029 | 2030 | 2031 | 2032 | 2033 | 2034 | 2035 | 2036 | 2037 | 2038 | 2039 | 2040 | 2041 | 2042 | 2043 | 2044 | 2045 | 2046 | 2047 | 2048 | 2049 | 2050
Residential Building Shell _ Large Multi Family
Residential Building Shell _ Large Multi Family | Basic Shell | $/device | 22668.95 | 22668.95 | 22668.95 | 22668.95 | 22668.95 | 22668.95 | 22668.95 | 22668.95 | 22668.95 | 22668.95 | 22668.95 | 22668.95 | 22668.95 | 22668.95 | 22668.95 | 22668.95 | 22668.95 | 22668.95 | 22668.95 | 22668.95 | 22668.95 | 22668.95 | 22668.95 | 22668.95 | 22668.95 | 22668.95 | 22668.95 | 22668.95 | 22668.95 | 22668.95 | 22668.95 | 22668.95 | 22668.95
Residential Building Shell _ Large Multi Family | Deep Shell | $/device | 32775.01 | 32775.01 | 32775.01 | 32775.01 | 32775.01 | 32775.01 | 32775.01 | 32775.01 | 32775.01 | 32775.01 | 32775.01 | 32775.01 | 32775.01 | 32775.01 | 32775.01 | 32775.01 | 32775.01 | 32775.01 | 32775.01 | 32775.01 | 32775.01 | 32775.01 | 32775.01 | 32775.01 | 32775.01 | 32775.01 | 32775.01 | 32775.01 | 32775.01 | 32775.01 | 32775.01 | 32775.01 | 32775.01
Residential Building Shell _ Large Multi Family | Reference Shell | $/device | 3589.66 | 3589.66 | 3589.66 | 3589.66 | 3589.66 | 3589.66 | 3589.66 | 3589.66 | 3589.66 | 3589.66 | 3589.66 | 3589.66 | 3589.66 | 3589.66 | 3589.66 | 3589.66 | 3589.66 | 3589.66 | 3589.66 | 3589.66 | 3589.66 | 3589.66 | 3589.66 | 3589.66 | 3589.66 | 3589.66 | 3589.66 | 3589.66 | 3589.66 | 3589.66 | 3589.66 | 3589.66 | 3589.66
Residential Building Shell _ Single Family |  |  | 0 | 0 | 0 | 0 | 0 | 0 | 0 | 0 | 0 | 0 | 0 | 0 | 0 | 0 | 0 | 0 | 0 | 0 | 0 | 0 | 0 | 0 | 0 | 0 | 0 | 0 | 0 | 0 | 0 | 0 | 0 | 0 | 0
Residential Building Shell _ Single Family | Basic Shell | $/device | 6408.64 | 6408.64 | 6408.64 | 6408.64 | 6408.64 | 6408.64 | 6408.64 | 6408.64 | 6408.64 | 6408.64 | 6408.64 | 6408.64 | 6408.64 | 6408.64 | 6408.64 | 6408.64 | 6408.64 | 6408.64 | 6408.64 | 6408.64 | 6408.64 | 6408.64 | 6408.64 | 6408.64 | 6408.64 | 6408.64 | 6408.64 | 6408.64 | 6408.64 | 6408.64 | 6408.64 | 6408.64 | 6408.64
Residential Building Shell _ Single Family | Deep Shell | $/device | 45135.52 | 45135.52 | 45135.52 | 45135.52 | 45135.52 | 45135.52 | 45135.52 | 45135.52 | 45135.52 | 45135.52 | 45135.52 | 45135.52 | 45135.52 | 45135.52 | 45135.52 | 45135.52 | 45135.52 | 45135.52 | 45135.52 | 45135.52 | 45135.52 | 45135.52 | 45135.52 | 45135.52 | 45135.52 | 45135.52 | 45135.52 | 45135.52 | 45135.52 | 45135.52 | 45135.52 | 45135.52 | 45135.52
Residential Building Shell _ Single Family | Reference Shell | $/device | 0 | 0 | 0 | 0 | 0 | 0 | 0 | 0 | 0 | 0 | 0 | 0 | 0 | 0 | 0 | 0 | 0 | 0 | 0 | 0 | 0 | 0 | 0 | 0 | 0 | 0 | 0 | 0 | 0 | 0 | 0 | 0 | 0
Residential Building Shell _ Small Multi Family |  |  | 0 | 0 | 0 | 0 | 0 | 0 | 0 | 0 | 0 | 0 | 0 | 0 | 0 | 0 | 0 | 0 | 0 | 0 | 0 | 0 | 0 | 0 | 0 | 0 | 0 | 0 | 0 | 0 | 0 | 0 | 0 | 0 | 0
Residential Building Shell _ Small Multi Family | Basic Shell | $/device | 13010.8 | 13010.8 | 13010.8 | 13010.8 | 13010.8 | 13010.8 | 13010.8 | 13010.8 | 13010.8 | 13010.8 | 13010.8 | 13010.8 | 13010.8 | 13010.8 | 13010.8 | 13010.8 | 13010.8 | 13010.8 | 13010.8 | 13010.8 | 13010.8 | 13010.8 | 13010.8 | 13010.8 | 13010.8 | 13010.8 | 13010.8 | 13010.8 | 13010.8 | 13010.8 | 13010.8 | 13010.8 | 13010.8
Residential Building Shell _ Small Multi Family | Deep Shell | $/device | 41353.43 | 41353.43 | 41353.43 | 41353.43 | 41353.43 | 41353.43 | 41353.43 | 41353.43 | 41353.43 | 41353.43 | 41353.43 | 41353.43 | 41353.43 | 41353.43 | 41353.43 | 41353.43 | 41353.43 | 41353.43 | 41353.43 | 41353.43 | 41353.43 | 41353.43 | 41353.43 | 41353.43 | 41353.43 | 41353.43 | 41353.43 | 41353.43 | 41353.43 | 41353.43 | 41353.43 | 41353.43 | 41353.43
Residential Building Shell _ Small Multi Family | Reference Shell | $/device | 6722.75 | 6722.75 | 6722.75 | 6722.75 | 6722.75 | 6722.75 | 6722.75 | 6722.75 | 6722.75 | 6722.75 | 6722.75 | 6722.75 | 6722.75 | 6722.75 | 6722.75 | 6722.75 | 6722.75 | 6722.75 | 6722.75 | 6722.75 | 6722.75 | 6722.75 | 6722.75 | 6722.75 | 6722.75 | 6722.75 | 6722.75 | 6722.75 | 6722.75 | 6722.75 | 6722.75 | 6722.75 | 6722.75
Residential Air Conditioning _ Central |  |  | 0 | 0 | 0 | 0 | 0 | 0 | 0 | 0 | 0 | 0 | 0 | 0 | 0 | 0 | 0 | 0 | 0 | 0 | 0 | 0 | 0 | 0 | 0 | 0 | 0 | 0 | 0 | 0 | 0 | 0 | 0 | 0 | 0
Residential Air Conditioning _ Central | Air Source Heat Pump | $/device | 38 | 38 | 38 | 38 | 38 | 38 | 38 | 38 | 38 | 38 | 38 | 38 | 38 | 38 | 38 | 38 | 38 | 38 | 38 | 38 | 38 | 38 | 38 | 38 | 38 | 38 | 38 | 38 | 38 | 38 | 38 | 38 | 38
Residential Air Conditioning _ Central | Central AC | $/device | 3776 | 3776 | 3776 | 3776 | 3776 | 3776 | 3776 | 3776 | 3776 | 3776 | 3776 | 3776 | 3776 | 3776 | 3776 | 3776 | 3776 | 3776 | 3776 | 3776 | 3776 | 3776 | 3776 | 3776 | 3776 | 3776 | 3776 | 3776 | 3776 | 3776 | 3776 | 3776 | 3776
Residential Air Conditioning _ Central | Efficient Central AC | $/device | 4726 | 4726 | 4726 | 4726 | 4726 | 4726 | 4726 | 4726 | 4726 | 4726 | 4726 | 4726 | 4726 | 4726 | 4726 | 4726 | 4726 | 4726 | 4726 | 4726 | 4726 | 4726 | 4726 | 4726 | 4726 | 4726 | 4726 | 4726 | 4726 | 4726 | 4726 | 4726 | 4726
Residential Air Conditioning _ Central | Gas Heat Pump | $/device | 6580 | 6580 | 6580 | 6580 | 6580 | 6580 | 6580 | 6580 | 6580 | 6580 | 6580 | 6580 | 6580 | 6580 | 6580 | 6580 | 6580 | 6580 | 6580 | 6580 | 6580 | 6580 | 6580 | 6580 | 6580 | 6580 | 6580 | 6580 | 6580 | 6580 | 6580 | 6580 | 6580
Residential Air Conditioning _ Central | Ground Source Heat Pump | $/device | 37.5 | 37.5 | 37.5 | 37.5 | 37.5 | 37.5 | 37.5 | 37.5 | 37.5 | 37.5 | 37.5 | 37.5 | 37.5 | 37.5 | 37.5 | 37.5 | 37.5 | 37.5 | 37.5 | 37.5 | 37.5 | 37.5 | 37.5 | 37.5 | 37.5 | 37.5 | 37.5 | 37.5 | 37.5 | 37.5 | 37.5 | 37.5 | 37.5
Residential Air Conditioning _ Room |  |  | 0 | 0 | 0 | 0 | 0 | 0 | 0 | 0 | 0 | 0 | 0 | 0 | 0 | 0 | 0 | 0 | 0 | 0 | 0 | 0 | 0 | 0 | 0 | 0 | 0 | 0 | 0 | 0 | 0 | 0 | 0 | 0 | 0
Residential Air Conditioning _ Room | Room AC | $/device | 602 | 596 | 590 | 590 | 590 | 590 | 590 | 590 | 590 | 590 | 590 | 590 | 590 | 590 | 590 | 590 | 590 | 590 | 590 | 590 | 590 | 590 | 590 | 590 | 590 | 590 | 590 | 590 | 590 | 590 | 590 | 590 | 590
Residential Air Conditioning _ Room | Efficient Room AC | $/device | 830 | 830 | 830 | 830 | 830 | 830 | 830 | 830 | 830 | 830 | 830 | 830 | 830 | 830 | 830 | 830 | 830 | 830 | 830 | 830 | 830 | 830 | 830 | 830 | 830 | 830 | 830 | 830 | 830 | 830 | 830 | 830 | 830
Residential Clothes Drying |  |  | 0 | 0 | 0 | 0 | 0 | 0 | 0 | 0 | 0 | 0 | 0 | 0 | 0 | 0 | 0 | 0 | 0 | 0 | 0 | 0 | 0 | 0 | 0 | 0 | 0 | 0 | 0 | 0 | 0 | 0 | 0 | 0 | 0
Residential Clothes Drying | Efficient Electric | $/device | 770 | 770 | 770 | 770 | 770 | 770 | 770 | 770 | 770 | 770 | 770 | 770 | 770 | 770 | 770 | 770 | 770 | 770 | 770 | 770 | 770 | 770 | 770 | 770 | 770 | 770 | 770 | 770 | 770 | 770 | 770 | 770 | 770
Residential Clothes Drying | Efficient Gas | $/device | 770 | 770 | 770 | 774 | 778 | 782 | 786 | 790 | 794 | 798 | 802 | 806 | 810 | 810 | 810 | 810 | 810 | 810 | 810 | 810 | 810 | 810 | 810 | 810 | 810 | 810 | 810 | 810 | 810 | 810 | 810 | 810 | 810
Residential Clothes Drying | Electric | $/device | 540 | 540 | 540 | 540 | 540 | 540 | 540 | 540 | 540 | 540 | 540 | 540 | 540 | 540 | 540 | 540 | 540 | 540 | 540 | 540 | 540 | 540 | 540 | 540 | 540 | 540 | 540 | 540 | 540 | 540 | 540 | 540 | 540
Residential Clothes Drying | Gas | $/device | 660 | 660 | 660 | 660 | 660 | 660 | 660 | 660 | 660 | 660 | 660 | 660 | 660 | 660 | 660 | 660 | 660 | 660 | 660 | 660 | 660 | 660 | 660 | 660 | 660 | 660 | 660 | 660 | 660 | 660 | 660 | 660 | 660
Residential Clothes Washing |  |  | 0 | 0 | 0 | 0 | 0 | 0 | 0 | 0 | 0 | 0 | 0 | 0 | 0 | 0 | 0 | 0 | 0 | 0 | 0 | 0 | 0 | 0 | 0 | 0 | 0 | 0 | 0 | 0 | 0 | 0 | 0 | 0 | 0
Residential Clothes Washing | Efficient Electric | $/device | 1087.5 | 1087.5 | 1237.5 | 1237.5 | 1237.5 | 1237.5 | 1237.5 | 1237.5 | 1237.5 | 1237.5 | 1237.5 | 1237.5 | 1237.5 | 1237.5 | 1237.5 | 1237.5 | 1237.5 | 1237.5 | 1237.5 | 1237.5 | 1237.5 | 1237.5 | 1237.5 | 1237.5 | 1237.5 | 1237.5 | 1237.5 | 1237.5 | 1237.5 | 1237.5 | 1237.5 | 1237.5 | 1237.5
Residential Clothes Washing | Electric | $/device | 825 | 825 | 825 | 825 | 825 | 825 | 825 | 825 | 825 | 825 | 825 | 825 | 900 | 900 | 900 | 900 | 900 | 900 | 900 | 900 | 900 | 900 | 900 | 900 | 900 | 900 | 900 | 900 | 900 | 900 | 900 | 900 | 900
Residential Cooking |  |  | 0 | 0 | 0 | 0 | 0 | 0 | 0 | 0 | 0 | 0 | 0 | 0 | 0 | 0 | 0 | 0 | 0 | 0 | 0 | 0 | 0 | 0 | 0 | 0 | 0 | 0 | 0 | 0 | 0 | 0 | 0 | 0 | 0
Residential Cooking | Efficient Gas Stove | $/device | 407 | 407 | 407 | 407 | 407 | 407 | 407 | 407 | 407 | 407 | 407 | 407 | 407 | 407 | 407 | 407 | 407 | 407 | 407 | 407 | 407 | 407 | 407 | 407 | 407 | 407 | 407 | 407 | 407 | 407 | 407 | 407 | 407
Residential Cooking | Electric Resistance Stove | $/device | 370 | 370 | 370 | 370 | 370 | 370 | 370 | 370 | 370 | 370 | 370 | 370 | 370 | 370 | 370 | 370 | 370 | 370 | 370 | 370 | 370 | 370 | 370 | 370 | 370 | 370 | 370 | 370 | 370 | 370 | 370 | 370 | 370
Residential Cooking | Induction Stove | $/device | 407 | 407 | 407 | 407 | 407 | 407 | 407 | 407 | 407 | 407 | 407 | 407 | 407 | 407 | 407 | 407 | 407 | 407 | 407 | 407 | 407 | 407 | 407 | 407 | 407 | 407 | 407 | 407 | 407 | 407 | 407 | 407 | 407
Residential Cooking | LPG Stove | $/device | 370 | 370 | 370 | 370 | 370 | 370 | 370 | 370 | 370 | 370 | 370 | 370 | 370 | 370 | 370 | 370 | 370 | 370 | 370 | 370 | 370 | 370 | 370 | 370 | 370 | 370 | 370 | 370 | 370 | 370 | 370 | 370 | 370
Residential Cooking | Reference Gas Stove | $/device | 370 | 370 | 370 | 370 | 370 | 370 | 370 | 370 | 370 | 370 | 370 | 370 | 370 | 370 | 370 | 370 | 370 | 370 | 370 | 370 | 370 | 370 | 370 | 370 | 370 | 370 | 370 | 370 | 370 | 370 | 370 | 370 | 370
Residential Dishwashing |  |  | 0 | 0 | 0 | 0 | 0 | 0 | 0 | 0 | 0 | 0 | 0 | 0 | 0 | 0 | 0 | 0 | 0 | 0 | 0 | 0 | 0 | 0 | 0 | 0 | 0 | 0 | 0 | 0 | 0 | 0 | 0 | 0 | 0
Residential Dishwashing | Efficient Electric | $/device | 555 | 555 | 555 | 555 | 555 | 555 | 555 | 555 | 555 | 555 | 555 | 555 | 555 | 555 | 555 | 555 | 555 | 555 | 555 | 555 | 555 | 555 | 555 | 555 | 555 | 555 | 555 | 555 | 555 | 555 | 555 | 555 | 555
Residential Dishwashing | Electric | $/device | 485 | 485 | 485 | 485 | 485 | 485 | 485 | 485 | 485 | 485 | 485 | 485 | 485 | 485 | 485 | 485 | 485 | 485 | 485 | 485 | 485 | 485 | 485 | 485 | 485 | 485 | 485 | 485 | 485 | 485 | 485 | 485 | 485
Residential Exterior Lighting |  |  | 0 | 0 | 0 | 0 | 0 | 0 | 0 | 0 | 0 | 0 | 0 | 0 | 0 | 0 | 0 | 0 | 0 | 0 | 0 | 0 | 0 | 0 | 0 | 0 | 0 | 0 | 0 | 0 | 0 | 0 | 0 | 0 | 0
Residential Exterior Lighting | CFL Exterior | $/device | 6.102 | 6.086 | 6.07 | 6.055 | 6.04 | 6.025 | 6.01 | 5.995 | 5.98 | 5.965 | 5.95 | 5.935 | 5.92 | 5.905 | 5.89 | 5.875 | 5.86 | 5.845 | 5.83 | 5.815 | 5.8 | 5.785 | 5.77 | 5.77 | 5.77 | 5.77 | 5.77 | 5.77 | 5.77 | 5.77 | 5.77 | 5.77 | 5.77
Residential Exterior Lighting | Halogen Exterior | $/device | 11 | 10.5 | 10 | 10 | 10 | 10 | 10 | 10 | 10 | 10 | 10 | 10 | 10 | 10 | 10 | 10 | 10 | 10 | 10 | 10 | 10 | 10 | 10 | 10 | 10 | 10 | 10 | 10 | 10 | 10 | 10 | 10 | 10
Residential Exterior Lighting | Incandescent Exterior | $/device | 4.192 | 4.366 | 4.54 | 4.529 | 4.518 | 4.507 | 4.496 | 4.485 | 4.474 | 4.463 | 4.452 | 4.441 | 4.43 | 4.418 | 4.406 | 4.394 | 4.382 | 4.37 | 4.358 | 4.346 | 4.334 | 4.322 | 4.31 | 4.31 | 4.31 | 4.31 | 4.31 | 4.31 | 4.31 | 4.31 | 4.31 | 4.31 | 4.31
Residential Exterior Lighting | LED Exterior | $/device | 14.848 | 11.534 | 8.22 | 7.985 | 7.75 | 7.515 | 7.28 | 7.045 | 6.81 | 6.575 | 6.34 | 6.105 | 5.87 | 5.87 | 5.87 | 5.87 | 5.87 | 5.87 | 5.87 | 5.87 | 5.87 | 5.87 | 5.87 | 5.87 | 5.87 | 5.87 | 5.87 | 5.87 | 5.87 | 5.87 | 5.87 | 5.87 | 5.87
Residential Freezing |  |  | 0 | 0 | 0 | 0 | 0 | 0 | 0 | 0 | 0 | 0 | 0 | 0 | 0 | 0 | 0 | 0 | 0 | 0 | 0 | 0 | 0 | 0 | 0 | 0 | 0 | 0 | 0 | 0 | 0 | 0 | 0 | 0 | 0
Residential Freezing | Efficient Electric | $/device | 31.1765 | 31.3015 | 31.4265 | 31.4265 | 31.4265 | 31.4265 | 31.4265 | 31.4265 | 31.4265 | 31.4265 | 31.4265 | 31.4265 | 31.4265 | 31.4265 | 31.4265 | 31.4265 | 31.4265 | 31.4265 | 31.4265 | 31.4265 | 31.4265 | 31.4265 | 31.4265 | 31.4265 | 31.4265 | 31.4265 | 31.4265 | 31.4265 | 31.4265 | 31.4265 | 31.4265 | 31.4265 | 31.4265
Residential Freezing | Electric | $/device | 24.9765 | 25.0765 | 25.1765 | 25.1765 | 25.1765 | 25.1765 | 25.1765 | 25.1765 | 25.1765 | 25.1765 | 25.1765 | 25.1765 | 25.1765 | 25.1765 | 25.1765 | 25.1765 | 25.1765 | 25.1765 | 25.1765 | 25.1765 | 25.1765 | 25.1765 | 25.1765 | 25.1765 | 25.1765 | 25.1765 | 25.1765 | 25.1765 | 25.1765 | 25.1765 | 25.1765 | 25.1765 | 25.1765
Residential General Service Lighting |  |  | 0 | 0 | 0 | 0 | 0 | 0 | 0 | 0 | 0 | 0 | 0 | 0 | 0 | 0 | 0 | 0 | 0 | 0 | 0 | 0 | 0 | 0 | 0 | 0 | 0 | 0 | 0 | 0 | 0 | 0 | 0 | 0 | 0
Residential General Service Lighting | CFL GSL | $/device | 2.282 | 2.276 | 2.27 | 2.264 | 2.258 | 2.252 | 2.246 | 2.24 | 2.234 | 2.228 | 2.222 | 2.216 | 2.21 | 2.205 | 2.2 | 2.195 | 2.19 | 2.185 | 2.18 | 2.175 | 2.17 | 2.165 | 2.16 | 2.16 | 2.16 | 2.16 | 2.16 | 2.16 | 2.16 | 2.16 | 2.16 | 2.16 | 2.16
Residential General Service Lighting | Incandescent GSL | $/device | 1.71 | 1.71 | 1.71 | 1.71 | 1.71 | 1.71 | 1.71 | 1.71 | 1.71 | 1.71 | 1.71 | 1.71 | 1.71 | 1.71 | 1.71 | 1.71 | 1.71 | 1.71 | 1.71 | 1.71 | 1.71 | 1.71 | 1.71 | 1.71 | 1.71 | 1.71 | 1.71 | 1.71 | 1.71 | 1.71 | 1.71 | 1.71 | 1.71
Residential General Service Lighting | LED GSL | $/device | 5.416 | 4.668 | 3.92 | 3.763 | 3.606 | 3.449 | 3.292 | 3.135 | 2.978 | 2.821 | 2.664 | 2.507 | 2.35 | 2.35 | 2.35 | 2.35 | 2.35 | 2.35 | 2.35 | 2.35 | 2.35 | 2.35 | 2.35 | 2.35 | 2.35 | 2.35 | 2.35 | 2.35 | 2.35 | 2.35 | 2.35 | 2.35 | 2.35
Residential Linear Fluorescent Lighting |  |  | 0 | 0 | 0 | 0 | 0 | 0 | 0 | 0 | 0 | 0 | 0 | 0 | 0 | 0 | 0 | 0 | 0 | 0 | 0 | 0 | 0 | 0 | 0 | 0 | 0 | 0 | 0 | 0 | 0 | 0 | 0 | 0 | 0
Residential Linear Fluorescent Lighting | LED Linear Fluorescent | $/device | 15 | 15 | 15 | 14.7 | 14.4 | 14.1 | 13.8 | 13.5 | 13.2 | 12.9 | 12.6 | 12.3 | 12 | 12 | 12 | 12 | 12 | 12 | 12 | 12 | 12 | 12 | 12 | 12 | 12 | 12 | 12 | 12 | 12 | 12 | 12 | 12 | 12
Residential Linear Fluorescent Lighting | T08 Linear Fluorescent | $/device | 5.79 | 5.79 | 5.79 | 5.79 | 5.79 | 5.79 | 5.79 | 5.79 | 5.79 | 5.79 | 5.79 | 5.79 | 5.79 | 5.79 | 5.79 | 5.79 | 5.79 | 5.79 | 5.79 | 5.79 | 5.79 | 5.79 | 5.79 | 5.79 | 5.79 | 5.79 | 5.79 | 5.79 | 5.79 | 5.79 | 5.79 | 5.79 | 5.79
Residential Linear Fluorescent Lighting | T12 Linear Fluorescent | $/device | 2.688 | 2.694 | 2.7 | 2.6955 | 2.691 | 2.6865 | 2.682 | 2.6775 | 2.673 | 2.6685 | 2.664 | 2.6595 | 2.655 | 2.6505 | 2.646 | 2.6415 | 2.637 | 2.6325 | 2.628 | 2.6235 | 2.619 | 2.6145 | 2.61 | 2.61 | 2.61 | 2.61 | 2.61 | 2.61 | 2.61 | 2.61 | 2.61 | 2.61 | 2.61
Residential Space Heating _ Single Family |  |  | 0 | 0 | 0 | 0 | 0 | 0 | 0 | 0 | 0 | 0 | 0 | 0 | 0 | 0 | 0 | 0 | 0 | 0 | 0 | 0 | 0 | 0 | 0 | 0 | 0 | 0 | 0 | 0 | 0 | 0 | 0 | 0 | 0
Residential Space Heating _ Single Family | Distillate Boiler | $/device | 9260 | 9260 | 9260 | 9290 | 9320 | 9350 | 9380 | 9410 | 9440 | 9470 | 9500 | 9530 | 9560 | 9560 | 9560 | 9560 | 9560 | 9560 | 9560 | 9560 | 9560 | 9560 | 9560 | 9560 | 9560 | 9560 | 9560 | 9560 | 9560 | 9560 | 9560 | 9560 | 9560
Residential Space Heating _ Single Family | Distillate Furnace | $/device | 4190 | 4190 | 4190 | 4200 | 4210 | 4220 | 4230 | 4240 | 4250 | 4260 | 4270 | 4280 | 4290 | 4290 | 4290 | 4290 | 4290 | 4290 | 4290 | 4290 | 4290 | 4290 | 4290 | 4290 | 4290 | 4290 | 4290 | 4290 | 4290 | 4290 | 4290 | 4290 | 4290
Residential Space Heating _ Single Family | Air Source Heat Pump | $/device | 14678 | 14678 | 14678 | 14678 | 14678 | 14678 | 14678 | 14678 | 14678 | 14678 | 14678 | 14678 | 14678 | 14678 | 14678 | 14678 | 14678 | 14678 | 14678 | 14678 | 14678 | 14678 | 14678 | 14678 | 14678 | 14678 | 14678 | 14678 | 14678 | 14678 | 14678 | 14678 | 14678
Residential Space Heating _ Single Family | Efficient Distillate Boiler | $/device | 11585 | 11585 | 11585 | 11585 | 11585 | 11585 | 11585 | 11585 | 11585 | 11585 | 11585 | 11585 | 11585 | 11585 | 11585 | 11585 | 11585 | 11585 | 11585 | 11585 | 11585 | 11585 | 11585 | 11585 | 11585 | 11585 | 11585 | 11585 | 11585 | 11585 | 11585 | 11585 | 11585
Residential Space Heating _ Single Family | Efficient Distillate Furnace | $/device | 6515 | 6515 | 6515 | 6515 | 6515 | 6515 | 6515 | 6515 | 6515 | 6515 | 6515 | 6515 | 6515 | 6515 | 6515 | 6515 | 6515 | 6515 | 6515 | 6515 | 6515 | 6515 | 6515 | 6515 | 6515 | 6515 | 6515 | 6515 | 6515 | 6515 | 6515 | 6515 | 6515
Residential Space Heating _ Single Family | Efficient Gas Boiler | $/device | 8975 | 8975 | 8975 | 8975 | 8975 | 8975 | 8975 | 8975 | 8975 | 8975 | 8975 | 8975 | 8975 | 8975 | 8975 | 8975 | 8975 | 8975 | 8975 | 8975 | 8975 | 8975 | 8975 | 8975 | 8975 | 8975 | 8975 | 8975 | 8975 | 8975 | 8975 | 8975 | 8975
Residential Space Heating _ Single Family | Efficient Gas Furnace | $/device | 3085 | 3085 | 3085 | 3085 | 3085 | 3085 | 3085 | 3085 | 3085 | 3085 | 3085 | 3085 | 3085 | 3085 | 3085 | 3085 | 3085 | 3085 | 3085 | 3085 | 3085 | 3085 | 3085 | 3085 | 3085 | 3085 | 3085 | 3085 | 3085 | 3085 | 3085 | 3085 | 3085
Residential Space Heating _ Single Family | Electric Resistance | $/device | 1140 | 1140 | 1140 | 1140 | 1140 | 1140 | 1140 | 1140 | 1140 | 1140 | 1140 | 1140 | 1140 | 1140 | 1140 | 1140 | 1140 | 1140 | 1140 | 1140 | 1140 | 1140 | 1140 | 1140 | 1140 | 1140 | 1140 | 1140 | 1140 | 1140 | 1140 | 1140 | 1140
Residential Space Heating _ Single Family | Gas Boiler | $/device | 7645 | 7785 | 7925 | 7925 | 7925 | 7925 | 7925 | 7925 | 7925 | 7925 | 7925 | 7925 | 7925 | 7925 | 7925 | 7925 | 7925 | 7925 | 7925 | 7925 | 7925 | 7925 | 7925 | 7925 | 7925 | 7925 | 7925 | 7925 | 7925 | 7925 | 7925 | 7925 | 7925
Residential Space Heating _ Single Family | Gas Furnace | $/device | 2705 | 2755 | 2805 | 2805 | 2805 | 2805 | 2805 | 2805 | 2805 | 2805 | 2805 | 2805 | 2805 | 2805 | 2805 | 2805 | 2805 | 2805 | 2805 | 2805 | 2805 | 2805 | 2805 | 2805 | 2805 | 2805 | 2805 | 2805 | 2805 | 2805 | 2805 | 2805 | 2805
Residential Space Heating _ Single Family | Hybrid Oil Electric Heat Pump | $/device | 14678 | 14678 | 14678 | 14678 | 14678 | 14678 | 14678 | 14678 | 14678 | 14678 | 14678 | 14678 | 14678 | 14678 | 14678 | 14678 | 14678 | 14678 | 14678 | 14678 | 14678 | 14678 | 14678 | 14678 | 14678 | 14678 | 14678 | 14678 | 14678 | 14678 | 14678 | 14678 | 14678
Residential Space Heating _ Single Family | Ground Source Heat Pump | $/device | 34082 | 34082 | 34082 | 34082 | 34082 | 34082 | 34082 | 34082 | 34082 | 34082 | 34082 | 34082 | 34082 | 34082 | 34082 | 34082 | 34082 | 34082 | 34082 | 34082 | 34082 | 34082 | 34082 | 34082 | 34082 | 34082 | 34082 | 34082 | 34082 | 34082 | 34082 | 34082 | 34082
Residential Space Heating _ Single Family | Hybrid Gas Electric Heat Pump | $/device | 14678 | 14678 | 14678 | 14678 | 14678 | 14678 | 14678 | 14678 | 14678 | 14678 | 14678 | 14678 | 14678 | 14678 | 14678 | 14678 | 14678 | 14678 | 14678 | 14678 | 14678 | 14678 | 14678 | 14678 | 14678 | 14678 | 14678 | 14678 | 14678 | 14678 | 14678 | 14678 | 14678
Residential Space Heating _ Single Family | LPG Furnace | $/device | 4190 | 4190 | 4190 | 4200 | 4210 | 4220 | 4230 | 4240 | 4250 | 4260 | 4270 | 4280 | 4290 | 4290 | 4290 | 4290 | 4290 | 4290 | 4290 | 4290 | 4290 | 4290 | 4290 | 4290 | 4290 | 4290 | 4290 | 4290 | 4290 | 4290 | 4290 | 4290 | 4290
Residential Space Heating _ Single Family | Wood Stoves | $/device | 7550 | 7550 | 7550 | 7550 | 7550 | 7550 | 7550 | 7550 | 7550 | 7550 | 7550 | 7550 | 7550 | 7550 | 7550 | 7550 | 7550 | 7550 | 7550 | 7550 | 7550 | 7550 | 7550 | 7550 | 7550 | 7550 | 7550 | 7550 | 7550 | 7550 | 7550 | 7550 | 7550
Residential Space Heating _ Small Multi Family |  |  | 0 | 0 | 0 | 0 | 0 | 0 | 0 | 0 | 0 | 0 | 0 | 0 | 0 | 0 | 0 | 0 | 0 | 0 | 0 | 0 | 0 | 0 | 0 | 0 | 0 | 0 | 0 | 0 | 0 | 0 | 0 | 0 | 0
Residential Space Heating _ Small Multi Family | Distillate Boiler | $/device | 9260 | 9260 | 9260 | 9290 | 9320 | 9350 | 9380 | 9410 | 9440 | 9470 | 9500 | 9530 | 9560 | 9560 | 9560 | 9560 | 9560 | 9560 | 9560 | 9560 | 9560 | 9560 | 9560 | 9560 | 9560 | 9560 | 9560 | 9560 | 9560 | 9560 | 9560 | 9560 | 9560
Residential Space Heating _ Small Multi Family | Distillate Furnace | $/device | 4190 | 4190 | 4190 | 4200 | 4210 | 4220 | 4230 | 4240 | 4250 | 4260 | 4270 | 4280 | 4290 | 4290 | 4290 | 4290 | 4290 | 4290 | 4290 | 4290 | 4290 | 4290 | 4290 | 4290 | 4290 | 4290 | 4290 | 4290 | 4290 | 4290 | 4290 | 4290 | 4290
Residential Space Heating _ Small Multi Family | Air Source Heat Pump | $/device | 13643 | 13643 | 13643 | 13643 | 13643 | 13643 | 13643 | 13643 | 13643 | 13643 | 13643 | 13643 | 13643 | 13643 | 13643 | 13643 | 13643 | 13643 | 13643 | 13643 | 13643 | 13643 | 13643 | 13643 | 13643 | 13643 | 13643 | 13643 | 13643 | 13643 | 13643 | 13643 | 13643
Residential Space Heating _ Small Multi Family | Efficient Distillate Boiler | $/device | 11585 | 11585 | 11585 | 11585 | 11585 | 11585 | 11585 | 11585 | 11585 | 11585 | 11585 | 11585 | 11585 | 11585 | 11585 | 11585 | 11585 | 11585 | 11585 | 11585 | 11585 | 11585 | 11585 | 11585 | 11585 | 11585 | 11585 | 11585 | 11585 | 11585 | 11585 | 11585 | 11585
Residential Space Heating _ Small Multi Family | Efficient Distillate Furnace | $/device | 6515 | 6515 | 6515 | 6515 | 6515 | 6515 | 6515 | 6515 | 6515 | 6515 | 6515 | 6515 | 6515 | 6515 | 6515 | 6515 | 6515 | 6515 | 6515 | 6515 | 6515 | 6515 | 6515 | 6515 | 6515 | 6515 | 6515 | 6515 | 6515 | 6515 | 6515 | 6515 | 6515
Residential Space Heating _ Small Multi Family | Efficient Gas Boiler | $/device | 8975 | 8975 | 8975 | 8975 | 8975 | 8975 | 8975 | 8975 | 8975 | 8975 | 8975 | 8975 | 8975 | 8975 | 8975 | 8975 | 8975 | 8975 | 8975 | 8975 | 8975 | 8975 | 8975 | 8975 | 8975 | 8975 | 8975 | 8975 | 8975 | 8975 | 8975 | 8975 | 8975
Residential Space Heating _ Small Multi Family | Efficient Gas Furnace | $/device | 3085 | 3085 | 3085 | 3085 | 3085 | 3085 | 3085 | 3085 | 3085 | 3085 | 3085 | 3085 | 3085 | 3085 | 3085 | 3085 | 3085 | 3085 | 3085 | 3085 | 3085 | 3085 | 3085 | 3085 | 3085 | 3085 | 3085 | 3085 | 3085 | 3085 | 3085 | 3085 | 3085
Residential Space Heating _ Small Multi Family | Electric Resistance | $/device | 1140 | 1140 | 1140 | 1140 | 1140 | 1140 | 1140 | 1140 | 1140 | 1140 | 1140 | 1140 | 1140 | 1140 | 1140 | 1140 | 1140 | 1140 | 1140 | 1140 | 1140 | 1140 | 1140 | 1140 | 1140 | 1140 | 1140 | 1140 | 1140 | 1140 | 1140 | 1140 | 1140
Residential Space Heating _ Small Multi Family | Gas Boiler | $/device | 7645 | 7785 | 7925 | 7925 | 7925 | 7925 | 7925 | 7925 | 7925 | 7925 | 7925 | 7925 | 7925 | 7925 | 7925 | 7925 | 7925 | 7925 | 7925 | 7925 | 7925 | 7925 | 7925 | 7925 | 7925 | 7925 | 7925 | 7925 | 7925 | 7925 | 7925 | 7925 | 7925
Residential Space Heating _ Small Multi Family | Gas Furnace | $/device | 2705 | 2755 | 2805 | 2805 | 2805 | 2805 | 2805 | 2805 | 2805 | 2805 | 2805 | 2805 | 2805 | 2805 | 2805 | 2805 | 2805 | 2805 | 2805 | 2805 | 2805 | 2805 | 2805 | 2805 | 2805 | 2805 | 2805 | 2805 | 2805 | 2805 | 2805 | 2805 | 2805
Residential Space Heating _ Small Multi Family | Hybrid Oil Electric Heat Pump | $/device | 13643 | 13643 | 13643 | 13643 | 13643 | 13643 | 13643 | 13643 | 13643 | 13643 | 13643 | 13643 | 13643 | 13643 | 13643 | 13643 | 13643 | 13643 | 13643 | 13643 | 13643 | 13643 | 13643 | 13643 | 13643 | 13643 | 13643 | 13643 | 13643 | 13643 | 13643 | 13643 | 13643
Residential Space Heating _ Small Multi Family | Ground Source Heat Pump | $/device | 25515 | 25515 | 25515 | 25515 | 25515 | 25515 | 25515 | 25515 | 25515 | 25515 | 25515 | 25515 | 25515 | 25515 | 25515 | 25515 | 25515 | 25515 | 25515 | 25515 | 25515 | 25515 | 25515 | 25515 | 25515 | 25515 | 25515 | 25515 | 25515 | 25515 | 25515 | 25515 | 25515
Residential Space Heating _ Small Multi Family | Hybrid Gas Electric Heat Pump | $/device | 13643 | 13643 | 13643 | 13643 | 13643 | 13643 | 13643 | 13643 | 13643 | 13643 | 13643 | 13643 | 13643 | 13643 | 13643 | 13643 | 13643 | 13643 | 13643 | 13643 | 13643 | 13643 | 13643 | 13643 | 13643 | 13643 | 13643 | 13643 | 13643 | 13643 | 13643 | 13643 | 13643
Residential Space Heating _ Small Multi Family | LPG Furnace | $/device | 4190 | 4190 | 4190 | 4200 | 4210 | 4220 | 4230 | 4240 | 4250 | 4260 | 4270 | 4280 | 4290 | 4290 | 4290 | 4290 | 4290 | 4290 | 4290 | 4290 | 4290 | 4290 | 4290 | 4290 | 4290 | 4290 | 4290 | 4290 | 4290 | 4290 | 4290 | 4290 | 4290
Residential Space Heating _ Small Multi Family | Wood Stoves | $/device | 7550 | 7550 | 7550 | 7550 | 7550 | 7550 | 7550 | 7550 | 7550 | 7550 | 7550 | 7550 | 7550 | 7550 | 7550 | 7550 | 7550 | 7550 | 7550 | 7550 | 7550 | 7550 | 7550 | 7550 | 7550 | 7550 | 7550 | 7550 | 7550 | 7550 | 7550 | 7550 | 7550
Residential Space Heating _ Large Multi Family |  |  | 0 | 0 | 0 | 0 | 0 | 0 | 0 | 0 | 0 | 0 | 0 | 0 | 0 | 0 | 0 | 0 | 0 | 0 | 0 | 0 | 0 | 0 | 0 | 0 | 0 | 0 | 0 | 0 | 0 | 0 | 0 | 0 | 0
Residential Space Heating _ Large Multi Family | Distillate Boiler | $/device | 9260 | 9260 | 9260 | 9290 | 9320 | 9350 | 9380 | 9410 | 9440 | 9470 | 9500 | 9530 | 9560 | 9560 | 9560 | 9560 | 9560 | 9560 | 9560 | 9560 | 9560 | 9560 | 9560 | 9560 | 9560 | 9560 | 9560 | 9560 | 9560 | 9560 | 9560 | 9560 | 9560
Residential Space Heating _ Large Multi Family | Distillate Furnace | $/device | 4190 | 4190 | 4190 | 4200 | 4210 | 4220 | 4230 | 4240 | 4250 | 4260 | 4270 | 4280 | 4290 | 4290 | 4290 | 4290 | 4290 | 4290 | 4290 | 4290 | 4290 | 4290 | 4290 | 4290 | 4290 | 4290 | 4290 | 4290 | 4290 | 4290 | 4290 | 4290 | 4290
Residential Space Heating _ Large Multi Family | Air Source Heat Pump | $/device | 26873 | 26873 | 26873 | 26873 | 26873 | 26873 | 26873 | 26873 | 26873 | 26873 | 26873 | 26873 | 26873 | 26873 | 26873 | 26873 | 26873 | 26873 | 26873 | 26873 | 26873 | 26873 | 26873 | 26873 | 26873 | 26873 | 26873 | 26873 | 26873 | 26873 | 26873 | 26873 | 26873
Residential Space Heating _ Large Multi Family | Efficient Distillate Boiler | $/device | 11585 | 11585 | 11585 | 11585 | 11585 | 11585 | 11585 | 11585 | 11585 | 11585 | 11585 | 11585 | 11585 | 11585 | 11585 | 11585 | 11585 | 11585 | 11585 | 11585 | 11585 | 11585 | 11585 | 11585 | 11585 | 11585 | 11585 | 11585 | 11585 | 11585 | 11585 | 11585 | 11585
Residential Space Heating _ Large Multi Family | Efficient Distillate Furnace | $/device | 6515 | 6515 | 6515 | 6515 | 6515 | 6515 | 6515 | 6515 | 6515 | 6515 | 6515 | 6515 | 6515 | 6515 | 6515 | 6515 | 6515 | 6515 | 6515 | 6515 | 6515 | 6515 | 6515 | 6515 | 6515 | 6515 | 6515 | 6515 | 6515 | 6515 | 6515 | 6515 | 6515
Residential Space Heating _ Large Multi Family | Efficient Gas Boiler | $/device | 8975 | 8975 | 8975 | 8975 | 8975 | 8975 | 8975 | 8975 | 8975 | 8975 | 8975 | 8975 | 8975 | 8975 | 8975 | 8975 | 8975 | 8975 | 8975 | 8975 | 8975 | 8975 | 8975 | 8975 | 8975 | 8975 | 8975 | 8975 | 8975 | 8975 | 8975 | 8975 | 8975
Residential Space Heating _ Large Multi Family | Efficient Gas Furnace | $/device | 3085 | 3085 | 3085 | 3085 | 3085 | 3085 | 3085 | 3085 | 3085 | 3085 | 3085 | 3085 | 3085 | 3085 | 3085 | 3085 | 3085 | 3085 | 3085 | 3085 | 3085 | 3085 | 3085 | 3085 | 3085 | 3085 | 3085 | 3085 | 3085 | 3085 | 3085 | 3085 | 3085
Residential Space Heating _ Large Multi Family | Electric Resistance | $/device | 1140 | 1140 | 1140 | 1140 | 1140 | 1140 | 1140 | 1140 | 1140 | 1140 | 1140 | 1140 | 1140 | 1140 | 1140 | 1140 | 1140 | 1140 | 1140 | 1140 | 1140 | 1140 | 1140 | 1140 | 1140 | 1140 | 1140 | 1140 | 1140 | 1140 | 1140 | 1140 | 1140
Residential Space Heating _ Large Multi Family | Gas Boiler | $/device | 7645 | 7785 | 7925 | 7925 | 7925 | 7925 | 7925 | 7925 | 7925 | 7925 | 7925 | 7925 | 7925 | 7925 | 7925 | 7925 | 7925 | 7925 | 7925 | 7925 | 7925 | 7925 | 7925 | 7925 | 7925 | 7925 | 7925 | 7925 | 7925 | 7925 | 7925 | 7925 | 7925
Residential Space Heating _ Large Multi Family | Gas Furnace | $/device | 2705 | 2755 | 2805 | 2805 | 2805 | 2805 | 2805 | 2805 | 2805 | 2805 | 2805 | 2805 | 2805 | 2805 | 2805 | 2805 | 2805 | 2805 | 2805 | 2805 | 2805 | 2805 | 2805 | 2805 | 2805 | 2805 | 2805 | 2805 | 2805 | 2805 | 2805 | 2805 | 2805
Residential Space Heating _ Large Multi Family | Hybrid Oil Electric Heat Pump | $/device | 26873 | 26873 | 26873 | 26873 | 26873 | 26873 | 26873 | 26873 | 26873 | 26873 | 26873 | 26873 | 26873 | 26873 | 26873 | 26873 | 26873 | 26873 | 26873 | 26873 | 26873 | 26873 | 26873 | 26873 | 26873 | 26873 | 26873 | 26873 | 26873 | 26873 | 26873 | 26873 | 26873
Residential Space Heating _ Large Multi Family | Ground Source Heat Pump | $/device | 39974 | 39974 | 39974 | 39974 | 39974 | 39974 | 39974 | 39974 | 39974 | 39974 | 39974 | 39974 | 39974 | 39974 | 39974 | 39974 | 39974 | 39974 | 39974 | 39974 | 39974 | 39974 | 39974 | 39974 | 39974 | 39974 | 39974 | 39974 | 39974 | 39974 | 39974 | 39974 | 39974
Residential Space Heating _ Large Multi Family | Hybrid Gas Electric Heat Pump | $/device | 26873 | 26873 | 26873 | 26873 | 26873 | 26873 | 26873 | 26873 | 26873 | 26873 | 26873 | 26873 | 26873 | 26873 | 26873 | 26873 | 26873 | 26873 | 26873 | 26873 | 26873 | 26873 | 26873 | 26873 | 26873 | 26873 | 26873 | 26873 | 26873 | 26873 | 26873 | 26873 | 26873
Residential Space Heating _ Large Multi Family | LPG Furnace | $/device | 4190 | 4190 | 4190 | 4200 | 4210 | 4220 | 4230 | 4240 | 4250 | 4260 | 4270 | 4280 | 4290 | 4290 | 4290 | 4290 | 4290 | 4290 | 4290 | 4290 | 4290 | 4290 | 4290 | 4290 | 4290 | 4290 | 4290 | 4290 | 4290 | 4290 | 4290 | 4290 | 4290
Residential Space Heating _ Large Multi Family | Wood Stoves | $/device | 7550 | 7550 | 7550 | 7550 | 7550 | 7550 | 7550 | 7550 | 7550 | 7550 | 7550 | 7550 | 7550 | 7550 | 7550 | 7550 | 7550 | 7550 | 7550 | 7550 | 7550 | 7550 | 7550 | 7550 | 7550 | 7550 | 7550 | 7550 | 7550 | 7550 | 7550 | 7550 | 7550
Residential Reflector Lighting |  |  | 0 | 0 | 0 | 0 | 0 | 0 | 0 | 0 | 0 | 0 | 0 | 0 | 0 | 0 | 0 | 0 | 0 | 0 | 0 | 0 | 0 | 0 | 0 | 0 | 0 | 0 | 0 | 0 | 0 | 0 | 0 | 0 | 0
Residential Reflector Lighting | CFL Reflector | $/device | 6.082 | 6.076 | 6.07 | 6.055 | 6.04 | 6.025 | 6.01 | 5.995 | 5.98 | 5.965 | 5.95 | 5.935 | 5.92 | 5.905 | 5.89 | 5.875 | 5.86 | 5.845 | 5.83 | 5.815 | 5.8 | 5.785 | 5.77 | 5.77 | 5.77 | 5.77 | 5.77 | 5.77 | 5.77 | 5.77 | 5.77 | 5.77 | 5.77
Residential Reflector Lighting | Halogen Reflector | $/device | 5.87 | 5.86 | 5.85 | 5.835 | 5.82 | 5.805 | 5.79 | 5.775 | 5.76 | 5.745 | 5.73 | 5.715 | 5.7 | 5.685 | 5.67 | 5.655 | 5.64 | 5.625 | 5.61 | 5.595 | 5.58 | 5.565 | 5.55 | 5.55 | 5.55 | 5.55 | 5.55 | 5.55 | 5.55 | 5.55 | 5.55 | 5.55 | 5.55
Residential Reflector Lighting | Incandescent Reflector | $/device | 3.268 | 3.2573 | 3.2467 | 3.236 | 3.2253 | 3.2147 | 3.204 | 3.1933 | 3.1827 | 3.172 | 3.1613 | 3.1507 | 3.14 | 3.132 | 3.124 | 3.116 | 3.108 | 3.1 | 3.092 | 3.084 | 3.076 | 3.068 | 3.06 | 3.06 | 3.06 | 3.06 | 3.06 | 3.06 | 3.06 | 3.06 | 3.06 | 3.06 | 3.06
Residential Reflector Lighting | LED Reflector | $/device | 12.374 | 9.612 | 6.85 | 6.655 | 6.46 | 6.265 | 6.07 | 5.875 | 5.68 | 5.485 | 5.29 | 5.095 | 4.9 | 4.9 | 4.9 | 4.9 | 4.9 | 4.9 | 4.9 | 4.9 | 4.9 | 4.9 | 4.9 | 4.9 | 4.9 | 4.9 | 4.9 | 4.9 | 4.9 | 4.9 | 4.9 | 4.9 | 4.9
Residential Refrigeration |  |  | 0 | 0 | 0 | 0 | 0 | 0 | 0 | 0 | 0 | 0 | 0 | 0 | 0 | 0 | 0 | 0 | 0 | 0 | 0 | 0 | 0 | 0 | 0 | 0 | 0 | 0 | 0 | 0 | 0 | 0 | 0 | 0 | 0
Residential Refrigeration | Efficient Electric | $/device | 1389.9537 | 1389.9537 | 1389.9537 | 1389.9537 | 1389.9537 | 1389.9537 | 1389.9537 | 1389.9537 | 1389.9537 | 1389.9537 | 1389.9537 | 1389.9537 | 1389.9537 | 1389.9537 | 1389.9537 | 1389.9537 | 1389.9537 | 1389.9537 | 1389.9537 | 1389.9537 | 1389.9537 | 1389.9537 | 1389.9537 | 1389.9537 | 1389.9537 | 1389.9537 | 1389.9537 | 1389.9537 | 1389.9537 | 1389.9537 | 1389.9537 | 1389.9537 | 1389.9537
Residential Refrigeration | Electric | $/device | 900.4737 | 900.4737 | 900.4737 | 908.3637 | 916.2537 | 924.1437 | 932.0337 | 939.9237 | 947.8137 | 955.7037 | 963.5937 | 971.4837 | 979.3737 | 979.3737 | 979.3737 | 979.3737 | 979.3737 | 979.3737 | 979.3737 | 979.3737 | 979.3737 | 979.3737 | 979.3737 | 979.3737 | 979.3737 | 979.3737 | 979.3737 | 979.3737 | 979.3737 | 979.3737 | 979.3737 | 979.3737 | 979.3737
Residential Water Heating |  |  | 0 | 0 | 0 | 0 | 0 | 0 | 0 | 0 | 0 | 0 | 0 | 0 | 0 | 0 | 0 | 0 | 0 | 0 | 0 | 0 | 0 | 0 | 0 | 0 | 0 | 0 | 0 | 0 | 0 | 0 | 0 | 0 | 0
Residential Water Heating | Distillate Storage | $/device | 2717 | 2717 | 2717 | 2717 | 2717 | 2717 | 2717 | 2717 | 2717 | 2717 | 2717 | 2717 | 2717 | 2717 | 2717 | 2717 | 2717 | 2717 | 2717 | 2717 | 2717 | 2717 | 2717 | 2717 | 2717 | 2717 | 2717 | 2717 | 2717 | 2717 | 2717 | 2717 | 2717
Residential Water Heating | Efficient Gas Instant | $/device | 2535 | 2535 | 2535 | 2535 | 2535 | 2535 | 2535 | 2535 | 2535 | 2535 | 2535 | 2535 | 2535 | 2535 | 2535 | 2535 | 2535 | 2535 | 2535 | 2535 | 2535 | 2535 | 2535 | 2535 | 2535 | 2535 | 2535 | 2535 | 2535 | 2535 | 2535 | 2535 | 2535
Residential Water Heating | Efficient Gas Storage | $/device | 3093 | 3093 | 3093 | 3093 | 3093 | 3093 | 3093 | 3093 | 3093 | 3093 | 3093 | 3093 | 3093 | 3093 | 3093 | 3093 | 3093 | 3093 | 3093 | 3093 | 3093 | 3093 | 3093 | 3093 | 3093 | 3093 | 3093 | 3093 | 3093 | 3093 | 3093 | 3093 | 3093
Residential Water Heating | Electric Heat Pump Storage | $/device | 3267 | 3267 | 3267 | 3267 | 3267 | 3267 | 3267 | 3267 | 3267 | 3267 | 3267 | 3267 | 3267 | 3267 | 3267 | 3267 | 3267 | 3267 | 3267 | 3267 | 3267 | 3267 | 3267 | 3267 | 3267 | 3267 | 3267 | 3267 | 3267 | 3267 | 3267 | 3267 | 3267
Residential Water Heating | Electric Resistance Storage | $/device | 856 | 856 | 856 | 856 | 856 | 856 | 856 | 856 | 856 | 856 | 856 | 856 | 856 | 856 | 856 | 856 | 856 | 856 | 856 | 856 | 856 | 856 | 856 | 856 | 856 | 856 | 856 | 856 | 856 | 856 | 856 | 856 | 856
Residential Water Heating | Gas Heat Pump Storage | $/device | 0 | 0 | 0 | 0 | 0 | 0 | 0 | 0 | 0 | 0 | 0 | 0 | 0 | 0 | 0 | 0 | 0 | 0 | 0 | 0 | 0 | 0 | 0 | 0 | 0 | 0 | 0 | 0 | 0 | 0 | 0 | 0 | 0
Residential Water Heating | Gas Instant | $/device | 2260 | 2260 | 2260 | 2260 | 2260 | 2260 | 2260 | 2260 | 2260 | 2260 | 2260 | 2260 | 2260 | 2260 | 2260 | 2260 | 2260 | 2260 | 2260 | 2260 | 2260 | 2260 | 2260 | 2260 | 2260 | 2260 | 2260 | 2260 | 2260 | 2260 | 2260 | 2260 | 2260
Residential Water Heating | Gas Storage | $/device | 1939 | 1939 | 1939 | 1939 | 1939 | 1939 | 1939 | 1939 | 1939 | 1939 | 1939 | 1939 | 1939 | 1939 | 1939 | 1939 | 1939 | 1939 | 1939 | 1939 | 1939 | 1939 | 1939 | 1939 | 1939 | 1939 | 1939 | 1939 | 1939 | 1939 | 1939 | 1939 | 1939
Residential Water Heating | LPG Storage | $/device | 2260 | 2260 | 2260 | 2260 | 2260 | 2260 | 2260 | 2260 | 2260 | 2260 | 2260 | 2260 | 2260 | 2260 | 2260 | 2260 | 2260 | 2260 | 2260 | 2260 | 2260 | 2260 | 2260 | 2260 | 2260 | 2260 | 2260 | 2260 | 2260 | 2260 | 2260 | 2260 | 2260
Residential Water Heating | Solar | $/device | 2966 | 2966 | 2966 | 2966 | 2966 | 2966 | 2966 | 2966 | 2966 | 2966 | 2966 | 2966 | 2966 | 2966 | 2966 | 2966 | 2966 | 2966 | 2966 | 2966 | 2966 | 2966 | 2966 | 2966 | 2966 | 2966 | 2966 | 2966 | 2966 | 2966 | 2966 | 2966 | 2966
Residential Buildings - Device Costs: Reference Trajectory
Subsector | Technology | Cost Unit | 2018 | 2019 | 2020 | 2021 | 2022 | 2023 | 2024 | 2025 | 2026 | 2027 | 2028 | 2029 | 2030 | 2031 | 2032 | 2033 | 2034 | 2035 | 2036 | 2037 | 2038 | 2039 | 2040 | 2041 | 2042 | 2043 | 2044 | 2045 | 2046 | 2047 | 2048 | 2049 | 2050
Residential Building Shell _ Large Multi Family
Residential Building Shell _ Large Multi Family | Basic Shell | $/device | 3589.66 | 3589.66 | 3589.66 | 3589.66 | 3589.66 | 3589.66 | 3589.66 | 3589.66 | 3589.66 | 3589.66 | 3589.66 | 3589.66 | 3589.66 | 3589.66 | 3589.66 | 3589.66 | 3589.66 | 3589.66 | 3589.66 | 3589.66 | 3589.66 | 3589.66 | 3589.66 | 3589.66 | 3589.66 | 3589.66 | 3589.66 | 3589.66 | 3589.66 | 3589.66 | 3589.66 | 3589.66 | 3589.66
Residential Building Shell _ Large Multi Family | Deep Shell | $/device | 3589.66 | 3589.66 | 3589.66 | 3589.66 | 3589.66 | 3589.66 | 3589.66 | 3589.66 | 3589.66 | 3589.66 | 3589.66 | 3589.66 | 3589.66 | 3589.66 | 3589.66 | 3589.66 | 3589.66 | 3589.66 | 3589.66 | 3589.66 | 3589.66 | 3589.66 | 3589.66 | 3589.66 | 3589.66 | 3589.66 | 3589.66 | 3589.66 | 3589.66 | 3589.66 | 3589.66 | 3589.66 | 3589.66
Residential Building Shell _ Large Multi Family | Reference Shell | $/device | 0 | 0 | 0 | 0 | 0 | 0 | 0 | 0 | 0 | 0 | 0 | 0 | 0 | 0 | 0 | 0 | 0 | 0 | 0 | 0 | 0 | 0 | 0 | 0 | 0 | 0 | 0 | 0 | 0 | 0 | 0 | 0 | 0
Residential Building Shell _ Single Family |  |  | 0 | 0 | 0 | 0 | 0 | 0 | 0 | 0 | 0 | 0 | 0 | 0 | 0 | 0 | 0 | 0 | 0 | 0 | 0 | 0 | 0 | 0 | 0 | 0 | 0 | 0 | 0 | 0 | 0 | 0 | 0 | 0 | 0
Residential Building Shell _ Single Family | Basic Shell | $/device | 0 | 0 | 0 | 0 | 0 | 0 | 0 | 0 | 0 | 0 | 0 | 0 | 0 | 0 | 0 | 0 | 0 | 0 | 0 | 0 | 0 | 0 | 0 | 0 | 0 | 0 | 0 | 0 | 0 | 0 | 0 | 0 | 0
Residential Building Shell _ Single Family | Deep Shell | $/device | 0 | 0 | 0 | 0 | 0 | 0 | 0 | 0 | 0 | 0 | 0 | 0 | 0 | 0 | 0 | 0 | 0 | 0 | 0 | 0 | 0 | 0 | 0 | 0 | 0 | 0 | 0 | 0 | 0 | 0 | 0 | 0 | 0
Residential Building Shell _ Single Family | Reference Shell | $/device | 0 | 0 | 0 | 0 | 0 | 0 | 0 | 0 | 0 | 0 | 0 | 0 | 0 | 0 | 0 | 0 | 0 | 0 | 0 | 0 | 0 | 0 | 0 | 0 | 0 | 0 | 0 | 0 | 0 | 0 | 0 | 0 | 0
Residential Building Shell _ Small Multi Family |  |  | 0 | 0 | 0 | 0 | 0 | 0 | 0 | 0 | 0 | 0 | 0 | 0 | 0 | 0 | 0 | 0 | 0 | 0 | 0 | 0 | 0 | 0 | 0 | 0 | 0 | 0 | 0 | 0 | 0 | 0 | 0 | 0 | 0
Residential Building Shell _ Small Multi Family | Basic Shell | $/device | -6602.16 | -6602.16 | -6602.16 | -6602.16 | -6602.16 | -6602.16 | -6602.16 | -6602.16 | -6602.16 | -6602.16 | -6602.16 | -6602.16 | -6602.16 | -6602.16 | -6602.16 | -6602.16 | -6602.16 | -6602.16 | -6602.16 | -6602.16 | -6602.16 | -6602.16 | -6602.16 | -6602.16 | -6602.16 | -6602.16 | -6602.16 | -6602.16 | -6602.16 | -6602.16 | -6602.16 | -6602.16 | -6602.16
Residential Building Shell _ Small Multi Family | Deep Shell | $/device | 6722.75 | 6722.75 | 6722.75 | 6722.75 | 6722.75 | 6722.75 | 6722.75 | 6722.75 | 6722.75 | 6722.75 | 6722.75 | 6722.75 | 6722.75 | 6722.75 | 6722.75 | 6722.75 | 6722.75 | 6722.75 | 6722.75 | 6722.75 | 6722.75 | 6722.75 | 6722.75 | 6722.75 | 6722.75 | 6722.75 | 6722.75 | 6722.75 | 6722.75 | 6722.75 | 6722.75 | 6722.75 | 6722.75
Residential Building Shell _ Small Multi Family | Reference Shell | $/device | 0 | 0 | 0 | 0 | 0 | 0 | 0 | 0 | 0 | 0 | 0 | 0 | 0 | 0 | 0 | 0 | 0 | 0 | 0 | 0 | 0 | 0 | 0 | 0 | 0 | 0 | 0 | 0 | 0 | 0 | 0 | 0 | 0
Residential Air Conditioning _ Central |  |  | 0 | 0 | 0 | 0 | 0 | 0 | 0 | 0 | 0 | 0 | 0 | 0 | 0 | 0 | 0 | 0 | 0 | 0 | 0 | 0 | 0 | 0 | 0 | 0 | 0 | 0 | 0 | 0 | 0 | 0 | 0 | 0 | 0
Residential Air Conditioning _ Central | Air Source Heat Pump | $/device | 0 | 0 | 0 | 0 | 0 | 0 | 0 | 0 | 0 | 0 | 0 | 0 | 0 | 0 | 0 | 0 | 0 | 0 | 0 | 0 | 0 | 0 | 0 | 0 | 0 | 0 | 0 | 0 | 0 | 0 | 0 | 0 | 0
Residential Air Conditioning _ Central | Central AC | $/device | 0 | 0 | 0 | 0 | 0 | 0 | 0 | 0 | 0 | 0 | 0 | 0 | 0 | 0 | 0 | 0 | 0 | 0 | 0 | 0 | 0 | 0 | 0 | 0 | 0 | 0 | 0 | 0 | 0 | 0 | 0 | 0 | 0
Residential Air Conditioning _ Central | Efficient Central AC | $/device | 0 | 0 | 0 | 0 | 0 | 0 | 0 | 0 | 0 | 0 | 0 | 0 | 0 | 0 | 0 | 0 | 0 | 0 | 0 | 0 | 0 | 0 | 0 | 0 | 0 | 0 | 0 | 0 | 0 | 0 | 0 | 0 | 0
Residential Air Conditioning _ Central | Gas Heat Pump | $/device | 0 | 0 | 0 | 0 | 0 | 0 | 0 | 0 | 0 | 0 | 0 | 0 | 0 | 0 | 0 | 0 | 0 | 0 | 0 | 0 | 0 | 0 | 0 | 0 | 0 | 0 | 0 | 0 | 0 | 0 | 0 | 0 | 0
Residential Air Conditioning _ Central | Ground Source Heat Pump | $/device | 0 | 0 | 0 | 0 | 0 | 0 | 0 | 0 | 0 | 0 | 0 | 0 | 0 | 0 | 0 | 0 | 0 | 0 | 0 | 0 | 0 | 0 | 0 | 0 | 0 | 0 | 0 | 0 | 0 | 0 | 0 | 0 | 0
Residential Air Conditioning _ Room |  |  | 0 | 0 | 0 | 0 | 0 | 0 | 0 | 0 | 0 | 0 | 0 | 0 | 0 | 0 | 0 | 0 | 0 | 0 | 0 | 0 | 0 | 0 | 0 | 0 | 0 | 0 | 0 | 0 | 0 | 0 | 0 | 0 | 0
Residential Air Conditioning _ Room | Room AC | $/device | 0 | 0 | 0 | 0 | 0 | 0 | 0 | 0 | 0 | 0 | 0 | 0 | 0 | 0 | 0 | 0 | 0 | 0 | 0 | 0 | 0 | 0 | 0 | 0 | 0 | 0 | 0 | 0 | 0 | 0 | 0 | 0 | 0
Residential Air Conditioning _ Room | Efficient Room AC | $/device | 0 | 0 | 0 | 0 | 0 | 0 | 0 | 0 | 0 | 0 | 0 | 0 | 0 | 0 | 0 | 0 | 0 | 0 | 0 | 0 | 0 | 0 | 0 | 0 | 0 | 0 | 0 | 0 | 0 | 0 | 0 | 0 | 0
Residential Clothes Drying |  |  | 0 | 0 | 0 | 0 | 0 | 0 | 0 | 0 | 0 | 0 | 0 | 0 | 0 | 0 | 0 | 0 | 0 | 0 | 0 | 0 | 0 | 0 | 0 | 0 | 0 | 0 | 0 | 0 | 0 | 0 | 0 | 0 | 0
Residential Clothes Drying | Efficient Electric | $/device | 0 | 0 | 0 | 0 | 0 | 0 | 0 | 0 | 0 | 0 | 0 | 0 | 0 | 0 | 0 | 0 | 0 | 0 | 0 | 0 | 0 | 0 | 0 | 0 | 0 | 0 | 0 | 0 | 0 | 0 | 0 | 0 | 0
Residential Clothes Drying | Efficient Gas | $/device | 0 | 0 | 0 | 0 | 0 | 0 | 0 | 0 | 0 | 0 | 0 | 0 | 0 | 0 | 0 | 0 | 0 | 0 | 0 | 0 | 0 | 0 | 0 | 0 | 0 | 0 | 0 | 0 | 0 | 0 | 0 | 0 | 0
Residential Clothes Drying | Electric | $/device | 0 | 0 | 0 | 0 | 0 | 0 | 0 | 0 | 0 | 0 | 0 | 0 | 0 | 0 | 0 | 0 | 0 | 0 | 0 | 0 | 0 | 0 | 0 | 0 | 0 | 0 | 0 | 0 | 0 | 0 | 0 | 0 | 0
Residential Clothes Drying | Gas | $/device | 0 | 0 | 0 | 0 | 0 | 0 | 0 | 0 | 0 | 0 | 0 | 0 | 0 | 0 | 0 | 0 | 0 | 0 | 0 | 0 | 0 | 0 | 0 | 0 | 0 | 0 | 0 | 0 | 0 | 0 | 0 | 0 | 0
Residential Clothes Washing |  |  | 0 | 0 | 0 | 0 | 0 | 0 | 0 | 0 | 0 | 0 | 0 | 0 | 0 | 0 | 0 | 0 | 0 | 0 | 0 | 0 | 0 | 0 | 0 | 0 | 0 | 0 | 0 | 0 | 0 | 0 | 0 | 0 | 0
Residential Clothes Washing | Efficient Electric | $/device | 0 | 0 | 0 | 0 | 0 | 0 | 0 | 0 | 0 | 0 | 0 | 0 | 0 | 0 | 0 | 0 | 0 | 0 | 0 | 0 | 0 | 0 | 0 | 0 | 0 | 0 | 0 | 0 | 0 | 0 | 0 | 0 | 0
Residential Clothes Washing | Electric | $/device | 0 | 0 | 0 | 0 | 0 | 0 | 0 | 0 | 0 | 0 | 0 | 0 | 0 | 0 | 0 | 0 | 0 | 0 | 0 | 0 | 0 | 0 | 0 | 0 | 0 | 0 | 0 | 0 | 0 | 0 | 0 | 0 | 0
Residential Cooking |  |  | 0 | 0 | 0 | 0 | 0 | 0 | 0 | 0 | 0 | 0 | 0 | 0 | 0 | 0 | 0 | 0 | 0 | 0 | 0 | 0 | 0 | 0 | 0 | 0 | 0 | 0 | 0 | 0 | 0 | 0 | 0 | 0 | 0
Residential Cooking | Efficient Gas Stove | $/device | 0 | 0 | 0 | 0 | 0 | 0 | 0 | 0 | 0 | 0 | 0 | 0 | 0 | 0 | 0 | 0 | 0 | 0 | 0 | 0 | 0 | 0 | 0 | 0 | 0 | 0 | 0 | 0 | 0 | 0 | 0 | 0 | 0
Residential Cooking | Electric Resistance Stove | $/device | 0 | 0 | 0 | 0 | 0 | 0 | 0 | 0 | 0 | 0 | 0 | 0 | 0 | 0 | 0 | 0 | 0 | 0 | 0 | 0 | 0 | 0 | 0 | 0 | 0 | 0 | 0 | 0 | 0 | 0 | 0 | 0 | 0
Residential Cooking | Induction Stove | $/device | 0 | 0 | 0 | 0 | 0 | 0 | 0 | 0 | 0 | 0 | 0 | 0 | 0 | 0 | 0 | 0 | 0 | 0 | 0 | 0 | 0 | 0 | 0 | 0 | 0 | 0 | 0 | 0 | 0 | 0 | 0 | 0 | 0
Residential Cooking | LPG Stove | $/device | 0 | 0 | 0 | 0 | 0 | 0 | 0 | 0 | 0 | 0 | 0 | 0 | 0 | 0 | 0 | 0 | 0 | 0 | 0 | 0 | 0 | 0 | 0 | 0 | 0 | 0 | 0 | 0 | 0 | 0 | 0 | 0 | 0
Residential Cooking | Reference Gas Stove | $/device | 0 | 0 | 0 | 0 | 0 | 0 | 0 | 0 | 0 | 0 | 0 | 0 | 0 | 0 | 0 | 0 | 0 | 0 | 0 | 0 | 0 | 0 | 0 | 0 | 0 | 0 | 0 | 0 | 0 | 0 | 0 | 0 | 0
Residential Dishwashing |  |  | 0 | 0 | 0 | 0 | 0 | 0 | 0 | 0 | 0 | 0 | 0 | 0 | 0 | 0 | 0 | 0 | 0 | 0 | 0 | 0 | 0 | 0 | 0 | 0 | 0 | 0 | 0 | 0 | 0 | 0 | 0 | 0 | 0
Residential Dishwashing | Efficient Electric | $/device | 0 | 0 | 0 | 0 | 0 | 0 | 0 | 0 | 0 | 0 | 0 | 0 | 0 | 0 | 0 | 0 | 0 | 0 | 0 | 0 | 0 | 0 | 0 | 0 | 0 | 0 | 0 | 0 | 0 | 0 | 0 | 0 | 0
Residential Dishwashing | Electric | $/device | 0 | 0 | 0 | 0 | 0 | 0 | 0 | 0 | 0 | 0 | 0 | 0 | 0 | 0 | 0 | 0 | 0 | 0 | 0 | 0 | 0 | 0 | 0 | 0 | 0 | 0 | 0 | 0 | 0 | 0 | 0 | 0 | 0
Residential Exterior Lighting |  |  | 0 | 0 | 0 | 0 | 0 | 0 | 0 | 0 | 0 | 0 | 0 | 0 | 0 | 0 | 0 | 0 | 0 | 0 | 0 | 0 | 0 | 0 | 0 | 0 | 0 | 0 | 0 | 0 | 0 | 0 | 0 | 0 | 0
Residential Exterior Lighting | CFL Exterior | $/device | 0 | 0 | 0 | 0 | 0 | 0 | 0 | 0 | 0 | 0 | 0 | 0 | 0 | 0 | 0 | 0 | 0 | 0 | 0 | 0 | 0 | 0 | 0 | 0 | 0 | 0 | 0 | 0 | 0 | 0 | 0 | 0 | 0
Residential Exterior Lighting | Halogen Exterior | $/device | 0 | 0 | 0 | 0 | 0 | 0 | 0 | 0 | 0 | 0 | 0 | 0 | 0 | 0 | 0 | 0 | 0 | 0 | 0 | 0 | 0 | 0 | 0 | 0 | 0 | 0 | 0 | 0 | 0 | 0 | 0 | 0 | 0
Residential Exterior Lighting | Incandescent Exterior | $/device | 0 | 0 | 0 | 0 | 0 | 0 | 0 | 0 | 0 | 0 | 0 | 0 | 0 | 0 | 0 | 0 | 0 | 0 | 0 | 0 | 0 | 0 | 0 | 0 | 0 | 0 | 0 | 0 | 0 | 0 | 0 | 0 | 0
Residential Exterior Lighting | LED Exterior | $/device | 0 | 0 | 0 | 0 | 0 | 0 | 0 | 0 | 0 | 0 | 0 | 0 | 0 | 0 | 0 | 0 | 0 | 0 | 0 | 0 | 0 | 0 | 0 | 0 | 0 | 0 | 0 | 0 | 0 | 0 | 0 | 0 | 0
Residential Freezing |  |  | 0 | 0 | 0 | 0 | 0 | 0 | 0 | 0 | 0 | 0 | 0 | 0 | 0 | 0 | 0 | 0 | 0 | 0 | 0 | 0 | 0 | 0 | 0 | 0 | 0 | 0 | 0 | 0 | 0 | 0 | 0 | 0 | 0
Residential Freezing | Efficient Electric | $/device | 0 | 0 | 0 | 0 | 0 | 0 | 0 | 0 | 0 | 0 | 0 | 0 | 0 | 0 | 0 | 0 | 0 | 0 | 0 | 0 | 0 | 0 | 0 | 0 | 0 | 0 | 0 | 0 | 0 | 0 | 0 | 0 | 0
Residential Freezing | Electric | $/device | 0 | 0 | 0 | 0 | 0 | 0 | 0 | 0 | 0 | 0 | 0 | 0 | 0 | 0 | 0 | 0 | 0 | 0 | 0 | 0 | 0 | 0 | 0 | 0 | 0 | 0 | 0 | 0 | 0 | 0 | 0 | 0 | 0
Residential General Service Lighting |  |  | 0 | 0 | 0 | 0 | 0 | 0 | 0 | 0 | 0 | 0 | 0 | 0 | 0 | 0 | 0 | 0 | 0 | 0 | 0 | 0 | 0 | 0 | 0 | 0 | 0 | 0 | 0 | 0 | 0 | 0 | 0 | 0 | 0
Residential General Service Lighting | CFL GSL | $/device | 0 | 0 | 0 | 0 | 0 | 0 | 0 | 0 | 0 | 0 | 0 | 0 | 0 | 0 | 0 | 0 | 0 | 0 | 0 | 0 | 0 | 0 | 0 | 0 | 0 | 0 | 0 | 0 | 0 | 0 | 0 | 0 | 0
Residential General Service Lighting | Incandescent GSL | $/device | 0 | 0 | 0 | 0 | 0 | 0 | 0 | 0 | 0 | 0 | 0 | 0 | 0 | 0 | 0 | 0 | 0 | 0 | 0 | 0 | 0 | 0 | 0 | 0 | 0 | 0 | 0 | 0 | 0 | 0 | 0 | 0 | 0
Residential General Service Lighting | LED GSL | $/device | 0 | 0 | 0 | 0 | 0 | 0 | 0 | 0 | 0 | 0 | 0 | 0 | 0 | 0 | 0 | 0 | 0 | 0 | 0 | 0 | 0 | 0 | 0 | 0 | 0 | 0 | 0 | 0 | 0 | 0 | 0 | 0 | 0
Residential Linear Fluorescent Lighting |  |  | 0 | 0 | 0 | 0 | 0 | 0 | 0 | 0 | 0 | 0 | 0 | 0 | 0 | 0 | 0 | 0 | 0 | 0 | 0 | 0 | 0 | 0 | 0 | 0 | 0 | 0 | 0 | 0 | 0 | 0 | 0 | 0 | 0
Residential Linear Fluorescent Lighting | LED Linear Fluorescent | $/device | 0 | 0 | 0 | 0 | 0 | 0 | 0 | 0 | 0 | 0 | 0 | 0 | 0 | 0 | 0 | 0 | 0 | 0 | 0 | 0 | 0 | 0 | 0 | 0 | 0 | 0 | 0 | 0 | 0 | 0 | 0 | 0 | 0
Residential Linear Fluorescent Lighting | T08 Linear Fluorescent | $/device | 0 | 0 | 0 | 0 | 0 | 0 | 0 | 0 | 0 | 0 | 0 | 0 | 0 | 0 | 0 | 0 | 0 | 0 | 0 | 0 | 0 | 0 | 0 | 0 | 0 | 0 | 0 | 0 | 0 | 0 | 0 | 0 | 0
Residential Linear Fluorescent Lighting | T12 Linear Fluorescent | $/device | 0 | 0 | 0 | 0 | 0 | 0 | 0 | 0 | 0 | 0 | 0 | 0 | 0 | 0 | 0 | 0 | 0 | 0 | 0 | 0 | 0 | 0 | 0 | 0 | 0 | 0 | 0 | 0 | 0 | 0 | 0 | 0 | 0
Residential Space Heating _ Single Family |  |  | 0 | 0 | 0 | 0 | 0 | 0 | 0 | 0 | 0 | 0 | 0 | 0 | 0 | 0 | 0 | 0 | 0 | 0 | 0 | 0 | 0 | 0 | 0 | 0 | 0 | 0 | 0 | 0 | 0 | 0 | 0 | 0 | 0
Residential Space Heating _ Single Family | Distillate Boiler | $/device | 0 | 0 | 0 | 0 | 0 | 0 | 0 | 0 | 0 | 0 | 0 | 0 | 0 | 0 | 0 | 0 | 0 | 0 | 0 | 0 | 0 | 0 | 0 | 0 | 0 | 0 | 0 | 0 | 0 | 0 | 0 | 0 | 0
Residential Space Heating _ Single Family | Distillate Furnace | $/device | 0 | 0 | 0 | 0 | 0 | 0 | 0 | 0 | 0 | 0 | 0 | 0 | 0 | 0 | 0 | 0 | 0 | 0 | 0 | 0 | 0 | 0 | 0 | 0 | 0 | 0 | 0 | 0 | 0 | 0 | 0 | 0 | 0
Residential Space Heating _ Single Family | Air Source Heat Pump | $/device | 0 | 0 | 0 | 0 | 0 | 0 | 0 | 0 | 0 | 0 | 0 | 0 | 0 | 0 | 0 | 0 | 0 | 0 | 0 | 0 | 0 | 0 | 0 | 0 | 0 | 0 | 0 | 0 | 0 | 0 | 0 | 0 | 0
Residential Space Heating _ Single Family | Efficient Distillate Boiler | $/device | 0 | 0 | 0 | 0 | 0 | 0 | 0 | 0 | 0 | 0 | 0 | 0 | 0 | 0 | 0 | 0 | 0 | 0 | 0 | 0 | 0 | 0 | 0 | 0 | 0 | 0 | 0 | 0 | 0 | 0 | 0 | 0 | 0
Residential Space Heating _ Single Family | Efficient Distillate Furnace | $/device | 0 | 0 | 0 | 0 | 0 | 0 | 0 | 0 | 0 | 0 | 0 | 0 | 0 | 0 | 0 | 0 | 0 | 0 | 0 | 0 | 0 | 0 | 0 | 0 | 0 | 0 | 0 | 0 | 0 | 0 | 0 | 0 | 0
Residential Space Heating _ Single Family | Efficient Gas Boiler | $/device | 0 | 0 | 0 | 0 | 0 | 0 | 0 | 0 | 0 | 0 | 0 | 0 | 0 | 0 | 0 | 0 | 0 | 0 | 0 | 0 | 0 | 0 | 0 | 0 | 0 | 0 | 0 | 0 | 0 | 0 | 0 | 0 | 0
Residential Space Heating _ Single Family | Efficient Gas Furnace | $/device | 0 | 0 | 0 | 0 | 0 | 0 | 0 | 0 | 0 | 0 | 0 | 0 | 0 | 0 | 0 | 0 | 0 | 0 | 0 | 0 | 0 | 0 | 0 | 0 | 0 | 0 | 0 | 0 | 0 | 0 | 0 | 0 | 0
Residential Space Heating _ Single Family | Electric Resistance | $/device | 0 | 0 | 0 | 0 | 0 | 0 | 0 | 0 | 0 | 0 | 0 | 0 | 0 | 0 | 0 | 0 | 0 | 0 | 0 | 0 | 0 | 0 | 0 | 0 | 0 | 0 | 0 | 0 | 0 | 0 | 0 | 0 | 0
Residential Space Heating _ Single Family | Gas Boiler | $/device | 0 | 0 | 0 | 0 | 0 | 0 | 0 | 0 | 0 | 0 | 0 | 0 | 0 | 0 | 0 | 0 | 0 | 0 | 0 | 0 | 0 | 0 | 0 | 0 | 0 | 0 | 0 | 0 | 0 | 0 | 0 | 0 | 0
Residential Space Heating _ Single Family | Gas Furnace | $/device | 0 | 0 | 0 | 0 | 0 | 0 | 0 | 0 | 0 | 0 | 0 | 0 | 0 | 0 | 0 | 0 | 0 | 0 | 0 | 0 | 0 | 0 | 0 | 0 | 0 | 0 | 0 | 0 | 0 | 0 | 0 | 0 | 0
Residential Space Heating _ Single Family | Hybrid Oil Electric Heat Pump | $/device | 0 | 0 | 0 | 0 | 0 | 0 | 0 | 0 | 0 | 0 | 0 | 0 | 0 | 0 | 0 | 0 | 0 | 0 | 0 | 0 | 0 | 0 | 0 | 0 | 0 | 0 | 0 | 0 | 0 | 0 | 0 | 0 | 0
Residential Space Heating _ Single Family | Ground Source Heat Pump | $/device | 0 | 0 | 0 | 0 | 0 | 0 | 0 | 0 | 0 | 0 | 0 | 0 | 0 | 0 | 0 | 0 | 0 | 0 | 0 | 0 | 0 | 0 | 0 | 0 | 0 | 0 | 0 | 0 | 0 | 0 | 0 | 0 | 0
Residential Space Heating _ Single Family | Hybrid Gas Electric Heat Pump | $/device | 0 | 0 | 0 | 0 | 0 | 0 | 0 | 0 | 0 | 0 | 0 | 0 | 0 | 0 | 0 | 0 | 0 | 0 | 0 | 0 | 0 | 0 | 0 | 0 | 0 | 0 | 0 | 0 | 0 | 0 | 0 | 0 | 0
Residential Space Heating _ Single Family | LPG Furnace | $/device | 0 | 0 | 0 | 0 | 0 | 0 | 0 | 0 | 0 | 0 | 0 | 0 | 0 | 0 | 0 | 0 | 0 | 0 | 0 | 0 | 0 | 0 | 0 | 0 | 0 | 0 | 0 | 0 | 0 | 0 | 0 | 0 | 0
Residential Space Heating _ Single Family | Wood Stoves | $/device | 0 | 0 | 0 | 0 | 0 | 0 | 0 | 0 | 0 | 0 | 0 | 0 | 0 | 0 | 0 | 0 | 0 | 0 | 0 | 0 | 0 | 0 | 0 | 0 | 0 | 0 | 0 | 0 | 0 | 0 | 0 | 0 | 0
Residential Space Heating _ Small Multi Family |  |  | 0 | 0 | 0 | 0 | 0 | 0 | 0 | 0 | 0 | 0 | 0 | 0 | 0 | 0 | 0 | 0 | 0 | 0 | 0 | 0 | 0 | 0 | 0 | 0 | 0 | 0 | 0 | 0 | 0 | 0 | 0 | 0 | 0
Residential Space Heating _ Small Multi Family | Distillate Boiler | $/device | 0 | 0 | 0 | 0 | 0 | 0 | 0 | 0 | 0 | 0 | 0 | 0 | 0 | 0 | 0 | 0 | 0 | 0 | 0 | 0 | 0 | 0 | 0 | 0 | 0 | 0 | 0 | 0 | 0 | 0 | 0 | 0 | 0
Residential Space Heating _ Small Multi Family | Distillate Furnace | $/device | 0 | 0 | 0 | 0 | 0 | 0 | 0 | 0 | 0 | 0 | 0 | 0 | 0 | 0 | 0 | 0 | 0 | 0 | 0 | 0 | 0 | 0 | 0 | 0 | 0 | 0 | 0 | 0 | 0 | 0 | 0 | 0 | 0
Residential Space Heating _ Small Multi Family | Air Source Heat Pump | $/device | 0 | 0 | 0 | 0 | 0 | 0 | 0 | 0 | 0 | 0 | 0 | 0 | 0 | 0 | 0 | 0 | 0 | 0 | 0 | 0 | 0 | 0 | 0 | 0 | 0 | 0 | 0 | 0 | 0 | 0 | 0 | 0 | 0
Residential Space Heating _ Small Multi Family | Efficient Distillate Boiler | $/device | 0 | 0 | 0 | 0 | 0 | 0 | 0 | 0 | 0 | 0 | 0 | 0 | 0 | 0 | 0 | 0 | 0 | 0 | 0 | 0 | 0 | 0 | 0 | 0 | 0 | 0 | 0 | 0 | 0 | 0 | 0 | 0 | 0
Residential Space Heating _ Small Multi Family | Efficient Distillate Furnace | $/device | 0 | 0 | 0 | 0 | 0 | 0 | 0 | 0 | 0 | 0 | 0 | 0 | 0 | 0 | 0 | 0 | 0 | 0 | 0 | 0 | 0 | 0 | 0 | 0 | 0 | 0 | 0 | 0 | 0 | 0 | 0 | 0 | 0
Residential Space Heating _ Small Multi Family | Efficient Gas Boiler | $/device | 0 | 0 | 0 | 0 | 0 | 0 | 0 | 0 | 0 | 0 | 0 | 0 | 0 | 0 | 0 | 0 | 0 | 0 | 0 | 0 | 0 | 0 | 0 | 0 | 0 | 0 | 0 | 0 | 0 | 0 | 0 | 0 | 0
Residential Space Heating _ Small Multi Family | Efficient Gas Furnace | $/device | 0 | 0 | 0 | 0 | 0 | 0 | 0 | 0 | 0 | 0 | 0 | 0 | 0 | 0 | 0 | 0 | 0 | 0 | 0 | 0 | 0 | 0 | 0 | 0 | 0 | 0 | 0 | 0 | 0 | 0 | 0 | 0 | 0
Residential Space Heating _ Small Multi Family | Electric Resistance | $/device | 0 | 0 | 0 | 0 | 0 | 0 | 0 | 0 | 0 | 0 | 0 | 0 | 0 | 0 | 0 | 0 | 0 | 0 | 0 | 0 | 0 | 0 | 0 | 0 | 0 | 0 | 0 | 0 | 0 | 0 | 0 | 0 | 0
Residential Space Heating _ Small Multi Family | Gas Boiler | $/device | 0 | 0 | 0 | 0 | 0 | 0 | 0 | 0 | 0 | 0 | 0 | 0 | 0 | 0 | 0 | 0 | 0 | 0 | 0 | 0 | 0 | 0 | 0 | 0 | 0 | 0 | 0 | 0 | 0 | 0 | 0 | 0 | 0
Residential Space Heating _ Small Multi Family | Gas Furnace | $/device | 0 | 0 | 0 | 0 | 0 | 0 | 0 | 0 | 0 | 0 | 0 | 0 | 0 | 0 | 0 | 0 | 0 | 0 | 0 | 0 | 0 | 0 | 0 | 0 | 0 | 0 | 0 | 0 | 0 | 0 | 0 | 0 | 0
Residential Space Heating _ Small Multi Family | Hybrid Oil Electric Heat Pump | $/device | 0 | 0 | 0 | 0 | 0 | 0 | 0 | 0 | 0 | 0 | 0 | 0 | 0 | 0 | 0 | 0 | 0 | 0 | 0 | 0 | 0 | 0 | 0 | 0 | 0 | 0 | 0 | 0 | 0 | 0 | 0 | 0 | 0
Residential Space Heating _ Small Multi Family | Ground Source Heat Pump | $/device | 0 | 0 | 0 | 0 | 0 | 0 | 0 | 0 | 0 | 0 | 0 | 0 | 0 | 0 | 0 | 0 | 0 | 0 | 0 | 0 | 0 | 0 | 0 | 0 | 0 | 0 | 0 | 0 | 0 | 0 | 0 | 0 | 0
Residential Space Heating _ Small Multi Family | Hybrid Gas Electric Heat Pump | $/device | 0 | 0 | 0 | 0 | 0 | 0 | 0 | 0 | 0 | 0 | 0 | 0 | 0 | 0 | 0 | 0 | 0 | 0 | 0 | 0 | 0 | 0 | 0 | 0 | 0 | 0 | 0 | 0 | 0 | 0 | 0 | 0 | 0
Residential Space Heating _ Small Multi Family | LPG Furnace | $/device | 0 | 0 | 0 | 0 | 0 | 0 | 0 | 0 | 0 | 0 | 0 | 0 | 0 | 0 | 0 | 0 | 0 | 0 | 0 | 0 | 0 | 0 | 0 | 0 | 0 | 0 | 0 | 0 | 0 | 0 | 0 | 0 | 0
Residential Space Heating _ Small Multi Family | Wood Stoves | $/device | 0 | 0 | 0 | 0 | 0 | 0 | 0 | 0 | 0 | 0 | 0 | 0 | 0 | 0 | 0 | 0 | 0 | 0 | 0 | 0 | 0 | 0 | 0 | 0 | 0 | 0 | 0 | 0 | 0 | 0 | 0 | 0 | 0
Residential Space Heating _ Large Multi Family |  |  | 0 | 0 | 0 | 0 | 0 | 0 | 0 | 0 | 0 | 0 | 0 | 0 | 0 | 0 | 0 | 0 | 0 | 0 | 0 | 0 | 0 | 0 | 0 | 0 | 0 | 0 | 0 | 0 | 0 | 0 | 0 | 0 | 0
Residential Space Heating _ Large Multi Family | Distillate Boiler | $/device | 0 | 0 | 0 | 0 | 0 | 0 | 0 | 0 | 0 | 0 | 0 | 0 | 0 | 0 | 0 | 0 | 0 | 0 | 0 | 0 | 0 | 0 | 0 | 0 | 0 | 0 | 0 | 0 | 0 | 0 | 0 | 0 | 0
Residential Space Heating _ Large Multi Family | Distillate Furnace | $/device | 0 | 0 | 0 | 0 | 0 | 0 | 0 | 0 | 0 | 0 | 0 | 0 | 0 | 0 | 0 | 0 | 0 | 0 | 0 | 0 | 0 | 0 | 0 | 0 | 0 | 0 | 0 | 0 | 0 | 0 | 0 | 0 | 0
Residential Space Heating _ Large Multi Family | Air Source Heat Pump | $/device | 0 | 0 | 0 | 0 | 0 | 0 | 0 | 0 | 0 | 0 | 0 | 0 | 0 | 0 | 0 | 0 | 0 | 0 | 0 | 0 | 0 | 0 | 0 | 0 | 0 | 0 | 0 | 0 | 0 | 0 | 0 | 0 | 0
Residential Space Heating _ Large Multi Family | Efficient Distillate Boiler | $/device | 0 | 0 | 0 | 0 | 0 | 0 | 0 | 0 | 0 | 0 | 0 | 0 | 0 | 0 | 0 | 0 | 0 | 0 | 0 | 0 | 0 | 0 | 0 | 0 | 0 | 0 | 0 | 0 | 0 | 0 | 0 | 0 | 0
Residential Space Heating _ Large Multi Family | Efficient Distillate Furnace | $/device | 0 | 0 | 0 | 0 | 0 | 0 | 0 | 0 | 0 | 0 | 0 | 0 | 0 | 0 | 0 | 0 | 0 | 0 | 0 | 0 | 0 | 0 | 0 | 0 | 0 | 0 | 0 | 0 | 0 | 0 | 0 | 0 | 0
Residential Space Heating _ Large Multi Family | Efficient Gas Boiler | $/device | 0 | 0 | 0 | 0 | 0 | 0 | 0 | 0 | 0 | 0 | 0 | 0 | 0 | 0 | 0 | 0 | 0 | 0 | 0 | 0 | 0 | 0 | 0 | 0 | 0 | 0 | 0 | 0 | 0 | 0 | 0 | 0 | 0
Residential Space Heating _ Large Multi Family | Efficient Gas Furnace | $/device | 0 | 0 | 0 | 0 | 0 | 0 | 0 | 0 | 0 | 0 | 0 | 0 | 0 | 0 | 0 | 0 | 0 | 0 | 0 | 0 | 0 | 0 | 0 | 0 | 0 | 0 | 0 | 0 | 0 | 0 | 0 | 0 | 0
Residential Space Heating _ Large Multi Family | Electric Resistance | $/device | 0 | 0 | 0 | 0 | 0 | 0 | 0 | 0 | 0 | 0 | 0 | 0 | 0 | 0 | 0 | 0 | 0 | 0 | 0 | 0 | 0 | 0 | 0 | 0 | 0 | 0 | 0 | 0 | 0 | 0 | 0 | 0 | 0
Residential Space Heating _ Large Multi Family | Gas Boiler | $/device | 0 | 0 | 0 | 0 | 0 | 0 | 0 | 0 | 0 | 0 | 0 | 0 | 0 | 0 | 0 | 0 | 0 | 0 | 0 | 0 | 0 | 0 | 0 | 0 | 0 | 0 | 0 | 0 | 0 | 0 | 0 | 0 | 0
Residential Space Heating _ Large Multi Family | Gas Furnace | $/device | 0 | 0 | 0 | 0 | 0 | 0 | 0 | 0 | 0 | 0 | 0 | 0 | 0 | 0 | 0 | 0 | 0 | 0 | 0 | 0 | 0 | 0 | 0 | 0 | 0 | 0 | 0 | 0 | 0 | 0 | 0 | 0 | 0
Residential Space Heating _ Large Multi Family | Hybrid Oil Electric Heat Pump | $/device | 0 | 0 | 0 | 0 | 0 | 0 | 0 | 0 | 0 | 0 | 0 | 0 | 0 | 0 | 0 | 0 | 0 | 0 | 0 | 0 | 0 | 0 | 0 | 0 | 0 | 0 | 0 | 0 | 0 | 0 | 0 | 0 | 0
Residential Space Heating _ Large Multi Family | Ground Source Heat Pump | $/device | 0 | 0 | 0 | 0 | 0 | 0 | 0 | 0 | 0 | 0 | 0 | 0 | 0 | 0 | 0 | 0 | 0 | 0 | 0 | 0 | 0 | 0 | 0 | 0 | 0 | 0 | 0 | 0 | 0 | 0 | 0 | 0 | 0
Residential Space Heating _ Large Multi Family | Hybrid Gas Electric Heat Pump | $/device | 0 | 0 | 0 | 0 | 0 | 0 | 0 | 0 | 0 | 0 | 0 | 0 | 0 | 0 | 0 | 0 | 0 | 0 | 0 | 0 | 0 | 0 | 0 | 0 | 0 | 0 | 0 | 0 | 0 | 0 | 0 | 0 | 0
Residential Space Heating _ Large Multi Family | LPG Furnace | $/device | 0 | 0 | 0 | 0 | 0 | 0 | 0 | 0 | 0 | 0 | 0 | 0 | 0 | 0 | 0 | 0 | 0 | 0 | 0 | 0 | 0 | 0 | 0 | 0 | 0 | 0 | 0 | 0 | 0 | 0 | 0 | 0 | 0
Residential Space Heating _ Large Multi Family | Wood Stoves | $/device | 0 | 0 | 0 | 0 | 0 | 0 | 0 | 0 | 0 | 0 | 0 | 0 | 0 | 0 | 0 | 0 | 0 | 0 | 0 | 0 | 0 | 0 | 0 | 0 | 0 | 0 | 0 | 0 | 0 | 0 | 0 | 0 | 0
Residential Reflector Lighting |  |  | 0 | 0 | 0 | 0 | 0 | 0 | 0 | 0 | 0 | 0 | 0 | 0 | 0 | 0 | 0 | 0 | 0 | 0 | 0 | 0 | 0 | 0 | 0 | 0 | 0 | 0 | 0 | 0 | 0 | 0 | 0 | 0 | 0
Residential Reflector Lighting | CFL Reflector | $/device | 0 | 0 | 0 | 0 | 0 | 0 | 0 | 0 | 0 | 0 | 0 | 0 | 0 | 0 | 0 | 0 | 0 | 0 | 0 | 0 | 0 | 0 | 0 | 0 | 0 | 0 | 0 | 0 | 0 | 0 | 0 | 0 | 0
Residential Reflector Lighting | Halogen Reflector | $/device | 0 | 0 | 0 | 0 | 0 | 0 | 0 | 0 | 0 | 0 | 0 | 0 | 0 | 0 | 0 | 0 | 0 | 0 | 0 | 0 | 0 | 0 | 0 | 0 | 0 | 0 | 0 | 0 | 0 | 0 | 0 | 0 | 0
Residential Reflector Lighting | Incandescent Reflector | $/device | 0 | 0 | 0 | 0 | 0 | 0 | 0 | 0 | 0 | 0 | 0 | 0 | 0 | 0 | 0 | 0 | 0 | 0 | 0 | 0 | 0 | 0 | 0 | 0 | 0 | 0 | 0 | 0 | 0 | 0 | 0 | 0 | 0
Residential Reflector Lighting | LED Reflector | $/device | 0 | 0 | 0 | 0 | 0 | 0 | 0 | 0 | 0 | 0 | 0 | 0 | 0 | 0 | 0 | 0 | 0 | 0 | 0 | 0 | 0 | 0 | 0 | 0 | 0 | 0 | 0 | 0 | 0 | 0 | 0 | 0 | 0
Residential Refrigeration |  |  | 0 | 0 | 0 | 0 | 0 | 0 | 0 | 0 | 0 | 0 | 0 | 0 | 0 | 0 | 0 | 0 | 0 | 0 | 0 | 0 | 0 | 0 | 0 | 0 | 0 | 0 | 0 | 0 | 0 | 0 | 0 | 0 | 0
Residential Refrigeration | Efficient Electric | $/device | 0 | 0 | 0 | 0 | 0 | 0 | 0 | 0 | 0 | 0 | 0 | 0 | 0 | 0 | 0 | 0 | 0 | 0 | 0 | 0 | 0 | 0 | 0 | 0 | 0 | 0 | 0 | 0 | 0 | 0 | 0 | 0 | 0
Residential Refrigeration | Electric | $/device | 0 | 0 | 0 | 0 | 0 | 0 | 0 | 0 | 0 | 0 | 0 | 0 | 0 | 0 | 0 | 0 | 0 | 0 | 0 | 0 | 0 | 0 | 0 | 0 | 0 | 0 | 0 | 0 | 0 | 0 | 0 | 0 | 0
Residential Water Heating |  |  | 0 | 0 | 0 | 0 | 0 | 0 | 0 | 0 | 0 | 0 | 0 | 0 | 0 | 0 | 0 | 0 | 0 | 0 | 0 | 0 | 0 | 0 | 0 | 0 | 0 | 0 | 0 | 0 | 0 | 0 | 0 | 0 | 0
Residential Water Heating | Distillate Storage | $/device | 0 | 0 | 0 | 0 | 0 | 0 | 0 | 0 | 0 | 0 | 0 | 0 | 0 | 0 | 0 | 0 | 0 | 0 | 0 | 0 | 0 | 0 | 0 | 0 | 0 | 0 | 0 | 0 | 0 | 0 | 0 | 0 | 0
Residential Water Heating | Efficient Gas Instant | $/device | 0 | 0 | 0 | 0 | 0 | 0 | 0 | 0 | 0 | 0 | 0 | 0 | 0 | 0 | 0 | 0 | 0 | 0 | 0 | 0 | 0 | 0 | 0 | 0 | 0 | 0 | 0 | 0 | 0 | 0 | 0 | 0 | 0
Residential Water Heating | Efficient Gas Storage | $/device | 0 | 0 | 0 | 0 | 0 | 0 | 0 | 0 | 0 | 0 | 0 | 0 | 0 | 0 | 0 | 0 | 0 | 0 | 0 | 0 | 0 | 0 | 0 | 0 | 0 | 0 | 0 | 0 | 0 | 0 | 0 | 0 | 0
Residential Water Heating | Electric Heat Pump Storage | $/device | 0 | 0 | 0 | 0 | 0 | 0 | 0 | 0 | 0 | 0 | 0 | 0 | 0 | 0 | 0 | 0 | 0 | 0 | 0 | 0 | 0 | 0 | 0 | 0 | 0 | 0 | 0 | 0 | 0 | 0 | 0 | 0 | 0
Residential Water Heating | Electric Resistance Storage | $/device | 0 | 0 | 0 | 0 | 0 | 0 | 0 | 0 | 0 | 0 | 0 | 0 | 0 | 0 | 0 | 0 | 0 | 0 | 0 | 0 | 0 | 0 | 0 | 0 | 0 | 0 | 0 | 0 | 0 | 0 | 0 | 0 | 0
Residential Water Heating | Gas Heat Pump Storage | $/device | 3093 | 3093 | 3093 | 3093 | 3093 | 3093 | 3093 | 3093 | 3093 | 3093 | 3093 | 3093 | 3093 | 3093 | 3093 | 3093 | 3093 | 3093 | 3093 | 3093 | 3093 | 3093 | 3093 | 3093 | 3093 | 3093 | 3093 | 3093 | 3093 | 3093 | 3093 | 3093 | 3093
Residential Water Heating | Gas Instant | $/device | 0 | 0 | 0 | 0 | 0 | 0 | 0 | 0 | 0 | 0 | 0 | 0 | 0 | 0 | 0 | 0 | 0 | 0 | 0 | 0 | 0 | 0 | 0 | 0 | 0 | 0 | 0 | 0 | 0 | 0 | 0 | 0 | 0
Residential Water Heating | Gas Storage | $/device | 0 | 0 | 0 | 0 | 0 | 0 | 0 | 0 | 0 | 0 | 0 | 0 | 0 | 0 | 0 | 0 | 0 | 0 | 0 | 0 | 0 | 0 | 0 | 0 | 0 | 0 | 0 | 0 | 0 | 0 | 0 | 0 | 0
Residential Water Heating | LPG Storage | $/device | 0 | 0 | 0 | 0 | 0 | 0 | 0 | 0 | 0 | 0 | 0 | 0 | 0 | 0 | 0 | 0 | 0 | 0 | 0 | 0 | 0 | 0 | 0 | 0 | 0 | 0 | 0 | 0 | 0 | 0 | 0 | 0 | 0
Residential Water Heating | Solar | $/device | 0 | 0 | 0 | 0 | 0 | 0 | 0 | 0 | 0 | 0 | 0 | 0 | 0 | 0 | 0 | 0 | 0 | 0 | 0 | 0 | 0 | 0 | 0 | 0 | 0 | 0 | 0 | 0 | 0 | 0 | 0 | 0 | 0